9000251 | 2 | [5 empty] | Removed from Ground | Gas (Historical Use) | 10000 | Bare Steel | 1979-02-02 | Galvanized Steel
9000251 | 3 | [5 empty] | Removed from Ground | Gas (Historical Use) | 10000 | Bare Steel | 1979-02-02 | Galvanized Steel
9000252 | 1 | [5 empty] | Removed from Ground | Gas (Historical Use) | 5000 | Cathodically Protected Steel | 1962-04-05 | Fiberglass Reinforced Plastic
9000252 | 2 | [5 empty] | Removed from Ground | Gas (Historical Use) | 6000 | Cathodically Protected Steel | 1962-04-05 | Fiberglass Reinforced Plastic
9000252 | 3 | [5 empty] | Removed from Ground | Gas (Historical Use) | 8000 | Cathodically Protected Steel | 1962-04-05 | Fiberglass Reinforced Plastic
9000258 | 19 | [5 empty] | Removed from Ground | Hazardous Substance | 12000 | Cathodically Protected Steel | 1964-11-01 | Bare Steel | Suction (American)
9000258 | 20 | [5 empty] | Removed from Ground | Hazardous Substance | 12000 | Cathodically Protected Steel | 1964-11-01 | Bare Steel | Suction (American)
9000258 | 21 | [5 empty] | Removed from Ground | Hazardous Substance | 12000 | Cathodically Protected Steel | 1964-11-01 | Bare Steel | Suction (American)
9000258 | 22 | [5 empty] | Removed from Ground | Hazardous Substance | 12000 | Cathodically Protected Steel | 1964-11-01 | Bare Steel | Suction (American)
9000258 | 23 | [5 empty] | Removed from Ground | Hazardous Substance | 12000 | Cathodically Protected Steel | 1964-11-01 | Bare Steel | Suction (American)
9000258 | 24 | [5 empty] | Removed from Ground | Other | 12000 | Cathodically Protected Steel | 1964-11-01 | Bare Steel | Suction (American)
9000258 | 25 | [5 empty] | Removed from Ground | Hazardous Substance | 12000 | Cathodically Protected Steel | 1964-11-01 | Bare Steel | Suction (American)
9000258 | 26 | [5 empty] | Removed from Ground | Kerosene | 12000 | Cathodically Protected Steel | 1964-11-01 | Bare Steel | Suction (American)
9000258 | 27 | [5 empty] | Removed from Ground | Hazardous Substance | 12000 | Cathodically Protected Steel | 1964-11-01 | Bare Steel | Suction (American)
9000258 | 28 | [5 empty] | Removed from Ground | Hazardous Substance | 12000 | Cathodically Protected Steel | 1964-11-01 | Bare Steel | Suction (American)
9000258 | 29 | [5 empty] | Removed from Ground | Hazardous Substance | 12000 | Cathodically Protected Steel | 1964-11-01 | Bare Steel | Suction (American)
9000258 | 30 | [5 empty] | Removed from Ground | Hazardous Substance | 12000 | Cathodically Protected Steel | 1964-11-01 | Bare Steel | Suction (American)
9000258 | 31 | [5 empty] | Removed from Ground | Hazardous Substance | 0 | Cathodically Protected Steel | 1964-11-01 | Bare Steel | Suction (American)
9000258 | 32 | [5 empty] | Removed from Ground | Hazardous Substance | 0 | Cathodically Protected Steel | 1964-11-01 | Cathodically Protected | Suction (American)
9000258 | 33 | [5 empty] | Removed from Ground | Hazardous Substance | 0 | Cathodically Protected Steel | 1964-11-01 | Bare Steel | Suction (American)
9000258 | 34 | [5 empty] | Removed from Ground | Hazardous Substance | 6000 | Cathodically Protected Steel | 1964-11-01 | Bare Steel | Suction (American)
9000258 | 35 | [5 empty] | Removed from Ground | Hazardous Substance | 6000 | Cathodically Protected Steel | 1964-11-01 | Bare Steel | Suction (American)
9000258 | 36 | [5 empty] | Removed from Ground | Hazardous Substance | 6000 | Cathodically Protected Steel | 1964-11-01 | Bare Steel | Suction (American)
9000258 | 37 | [5 empty] | Removed from Ground | Hazardous Substance | 6000 | Cathodically Protected Steel | 1964-11-01 | Bare Steel | Suction (American)
9000258 | 38 | [5 empty] | Removed from Ground | Hazardous Substance | 6000 | Cathodically Protected Steel | 1964-11-01 | Bare Steel | Suction (American)
9000258 | 39 | [5 empty] | Removed from Ground | Hazardous Substance | 6000 | Cathodically Protected Steel | 1964-11-01 | Bare Steel | Suction (American)
9000258 | 40 | [5 empty] | Removed from Ground | Hazardous Substance | 6000 | Cathodically Protected Steel | 1964-11-01 | Bare Steel | Suction (American)
9000258 | 41 | [5 empty] | Removed from Ground | Hazardous Substance | 6000 | Cathodically Protected Steel | 1964-11-01 | Bare Steel | Suction (American)
9000258 | 42 | [5 empty] | Removed from Ground | Hazardous Substance | 6000 | Cathodically Protected Steel | 1964-11-01 | Bare Steel | Suction (American)
9000258 | 43 | [5 empty] | Removed from Ground | Hazardous Substance | 6000 | Cathodically Protected Steel | 1964-11-01 | Bare Steel | Suction (American)
9000258 | 44 | [5 empty] | Removed from Ground | Hazardous Substance | 6000 | Cathodically Protected Steel | 1964-11-01 | Bare Steel | Suction (American)
9000258 | 45 | [5 empty] | Removed from Ground | Hazardous Substance | 6000 | Cathodically Protected Steel | 1964-11-01 | Bare Steel | Suction (American)
9000258 | 46 | [5 empty] | Removed from Ground | Hazardous Substance | 6000 | Cathodically Protected Steel | 1964-11-01 | Bare Steel | Suction (American)
9000258 | 47 | [5 empty] | Removed from Ground | Hazardous Substance | 6000 | Cathodically Protected Steel | 1964-11-01 | Bare Steel | Suction (American)
9000258 | 48 | [5 empty] | Removed from Ground | Hazardous Substance | 6000 | Cathodically Protected Steel | 1964-11-01 | Bare Steel | Suction (American)
9000258 | 49 | [5 empty] | Removed from Ground | Hazardous Substance | 6000 | Cathodically Protected Steel | 1964-11-01 | Bare Steel | Suction (American)
9000258 | 50 | [5 empty] | Removed from Ground | Hazardous Substance | 6000 | Cathodically Protected Steel | 1964-11-01 | Bare Steel | Suction (American)
9000258 | 51 | [5 empty] | Removed from Ground | Hazardous Substance | 6000 | Cathodically Protected Steel | 1964-11-01 | Bare Steel | Suction (American)
9000258 | 52 | [5 empty] | Removed from Ground | Hazardous Substance | 6000 | Cathodically Protected Steel | 1964-11-01 | Bare Steel | Suction (American)
9000258 | 53 | [5 empty] | Removed from Ground | Hazardous Substance | 6000 | Cathodically Protected Steel | 1964-11-01 | Bare Steel | Suction (American)
9000258 | 54 | [5 empty] | Removed from Ground | Hazardous Substance | 6000 | Cathodically Protected Steel | 1964-11-01 | Bare Steel | Suction (American)
9000258 | 55 | [5 empty] | Removed from Ground | Hazardous Substance | 6000 | Cathodically Protected Steel | 1964-11-01 | Bare Steel | Suction (American)
9000258 | 56 | [5 empty] | Removed from Ground | Hazardous Substance | 1000 | Cathodically Protected Steel | 1964-11-01 | Bare Steel | Suction (American)
9000258 | 57 | [5 empty] | Removed from Ground | Diesel | 6000 | Cathodically Protected Steel | 1965-05-04 | Bare Steel
9000258 | 58 | [5 empty] | Removed from Ground | Gas (Historical Use) | 3000 | Cathodically Protected Steel | 1965-05-04 | Bare Steel
9000259 | 1 | [5 empty] | Removed from Ground | Gas (Historical Use) | 10000 | Bare Steel | 1969-01-01 | Galvanized Steel
9000259 | 2 |  |  | yes |  | yes | Removed from Ground | Used Oil | 6000 | Bare Steel | 1969-01-01 | Galvanized Steel
9000259 | 3 | [5 empty] | Removed from Ground | Diesel | 10000 | Bare Steel | 1969-04-08 | Galvanized Steel
9000259 | 4 |  |  | yes |  | yes | Removed from Ground | Used Oil | 6000 | Bare Steel | 1969-01-01 | Galvanized Steel
9000259 | 5 | [5 empty] | Removed from Ground | Diesel | 12000 | Bare Steel | 1969-04-08 | Galvanized Steel
9000259 | 6 |  |  | yes |  | yes | Removed from Ground | Used Oil | 6000 | Bare Steel | 1969-01-01 | Galvanized Steel
9000261 | 1 | [5 empty] | Removed from Ground | Gas (Historical Use) | 5000 | Bare Steel | 1969-04-27 | Galvanized Steel
9000261 | 2 | [5 empty] | Removed from Ground | Gas (Historical Use) | 5000 | Cathodically Protected Steel | 1969-04-27 | Galvanized Steel
9000261 | 3 | [5 empty] | Removed from Ground | Gas (Historical Use) | 5000 | Cathodically Protected Steel | 1969-04-27 | Galvanized Steel
9000261 | 4 | [5 empty] | Removed from Ground | Gas (Historical Use) | 5000 | Cathodically Protected Steel | 1969-04-27 | Galvanized Steel
9000261 | 5 |  |  | yes |  | yes | Removed from Ground | Used Oil | 600 | Bare Steel | 1970-04-27 | Galvanized Steel
9000261 | 6 | Ball Float | 1990-01-01 | no | 1990-01-01 | no | Currently in Use | Regular | 10000 | Fiberglass | 1990-01-01 | Fiberglass Reinforced Plastic | Pressurized
9000261 | 7 | Ball Float | 1990-01-01 | no | 1990-01-01 | no | Currently in Use | Regular | 10000 | Fiberglass | 1990-01-01 | Fiberglass Reinforced Plastic | Pressurized
9000261 | 8 | Ball Float | 1990-01-01 | no | 1990-01-01 | no | Currently in Use | Premium | 10000 | Fiberglass | 1990-01-01 | Fiberglass Reinforced Plastic | Pressurized
9000264 | 1 | [5 empty] | Removed from Ground | Diesel | 15000 | Not Marked/Unknown | 1989-07-11 | Unknown
9000264 | 2 |  |  | yes |  | yes | Removed from Ground | Used Oil | 5000 | Not Marked/Unknown | 1989-07-11 | Not Marked
9000265 | 1 | [5 empty] | Removed from Ground | Gas (Historical Use) | 10000 | Bare Steel | 1973-05-11 | Galvanized Steel
9000265 | 2 | [5 empty] | Removed from Ground | Gas (Historical Use) | 10000 | Bare Steel | 1973-05-11 | Galvanized Steel
9000266 | 1 | [5 empty] | Removed from Ground | Gas (Historical Use) | 10000 | Bare Steel | 1974-05-11 | Galvanized Steel
9000266 | 2 | [5 empty] | Removed from Ground | Gas (Historical Use) | 10000 | Bare Steel | 1974-05-11 | Galvanized Steel
9000267 | 1 | [5 empty] | Removed from Ground | Diesel | 0 | Marked Unknown | 1961-05-07 | Unknown
9000267 | 2 | [5 empty] | Closed in Ground | Diesel | 0 | Marked Unknown | 1961-05-07 | Unknown
9000267 | 3 | [5 empty] | Removed from Ground | Other | 0 | Marked Unknown | 1961-05-07 | Unknown
9000268 | 1 | Ball Float | 1993-09-28 |  | 1993-09-28 |  | Removed from Ground | Gas (Historical Use) | 10000 | Fiberglass | 1987-10-01 | Fiberglass Reinforced Plastic | Pressurized
9000268 | 2 | Ball Float | 1993-09-28 |  | 1993-09-28 |  | Removed from Ground | Gas (Historical Use) | 10000 | Fiberglass | 1987-10-01 | Fiberglass Reinforced Plastic | Pressurized
9000268 | 3 | Ball Float | 1993-09-28 |  | 1993-09-28 |  | Removed from Ground | Gas (Historical Use) | 10000 | Fiberglass | 1987-10-01 | Fiberglass Reinforced Plastic | Pressurized
9000273 | 1 | [5 empty] | Removed from Ground | Diesel | 20000 | Bare Steel | 1973-03-23 | Unknown
9000273 | 2 | [5 empty] | Removed from Ground | Diesel | 20000 | Bare Steel | 1973-03-23 | Unknown
9000273 | 3 |  |  | yes |  | yes | Removed from Ground | Used Oil | 6000 | Bare Steel | 1973-03-23 | Unknown
9000273 | 4 | [5 empty] | Removed from Ground | Other | 6000 | Bare Steel | 1973-03-23 | Unknown
9000273 | 5 | Overfill Alarm | 1998-12-11 |  | 1998-12-11 |  | Currently in Use | Diesel | 20000 | Galvanic (STIP-3) | 1991-01-01 | Double-Walled Fiberglass | Pressurized
9000274 | 1 | [5 empty] | Removed from Ground | Gas (Historical Use) | 12000 | Bare Steel | 1981-07-17 | Galvanized Steel | Pressurized
9000274 | 2 | [5 empty] | Removed from Ground | Gas (Historical Use) | 3000 | Bare Steel | 1972-07-17 | Bare Steel | Pressurized
9000274 | 3 |  |  | yes |  | yes | Removed from Ground | Used Oil | 550 | Bare Steel | 1972-07-17 | Bare Steel | Gravity Fed
9000276 | 1 | [5 empty] | Removed from Ground | Gas (Historical Use) | 4000 | Bare Steel | 1968-05-10 | Galvanized Steel | Pressurized
9000276 | 2 | [5 empty] | Removed from Ground | Gas (Historical Use) | 6000 | Bare Steel | 1968-05-10 | Galvanized Steel | Pressurized
9000276 | 3 | [5 empty] | Removed from Ground | Gas (Historical Use) | 6000 | Bare Steel | 1968-05-10 | Galvanized Steel | Pressurized
9000276 | 4 |  |  | yes |  | yes | Removed from Ground | Used Oil | 500 | Bare Steel | 1968-05-10 | Galvanized Steel | Pressurized
9000276 | 5 |  | 1996-06-01 |  | 1996-06-01 |  | Removed from Ground | Gas (Historical Use) | 10000 | Fiberglass Double Walled | 1996-06-27 | Double-Walled Fiberglass | Pressurized
9000276 | 6 |  | 1996-06-01 |  | 1996-06-01 |  | Removed from Ground | Gas (Historical Use) | 10000 | Fiberglass Double Walled | 1996-06-27 | Double-Walled Fiberglass | Pressurized
9000276 | 7 |  | 1996-06-01 |  | 1996-06-01 |  | Removed from Ground | Gas (Historical Use) | 10000 | Fiberglass Double Walled | 1996-06-27 | Double-Walled Fiberglass | Pressurized
9000276 | 8 |  |  | no |  | no | Removed from Ground | Used Oil | 250 | Cathodically Protected Steel | 1996-06-25 | Double Walled
9000277 | 1 | [5 empty] | Removed from Ground | Gas (Historical Use) | 10000 | Bare Steel | 1971-04-27 | Galvanized Steel
9000277 | 2 | [5 empty] | Removed from Ground | Gas (Historical Use) | 10000 | Bare Steel | 1971-04-27 | Galvanized Steel
9000277 | 3 | [5 empty] | Removed from Ground | Gas (Historical Use) | 5000 | Bare Steel | 1971-04-27 | Galvanized Steel
9000277 | 4 |  |  | yes |  | yes | Removed from Ground | Used Oil | 550 | Bare Steel | 1971-04-27 | Galvanized Steel
9000278 | 1 | [5 empty] | Removed from Ground | Gas (Historical Use) | 8000 | Bare Steel | 1976-05-15 | Galvanized Steel
9000278 | 2 | [5 empty] | Removed from Ground | Gas (Historical Use) | 8000 | Bare Steel | 1976-05-15 | Galvanized Steel
9000279 | 1 | [5 empty] | Removed from Ground | Gas (Historical Use) | 4100 | Bare Steel | 1956-05-14 | Bare Steel | Pressurized
9000279 | 2 | [5 empty] | Removed from Ground | Diesel | 4100 | Bare Steel | 1956-05-14 | Bare Steel | Pressurized
9000279 | 3 | [5 empty] | Removed from Ground | Gas (Historical Use) | 6000 | Bare Steel | 1976-05-09 | Bare Steel | Pressurized
9000279 | 4 | [5 empty] | Removed from Ground | Diesel | 1000 | Bare Steel | 1966-05-12 | Bare Steel | Suction (American)
9000279 | 5 |  |  | yes |  | yes | Removed from Ground | Used Oil | 560 | Bare Steel | 1956-05-14 | Bare Steel | Gravity Fed
9000280 | 1 |  | 1992-04-01 | no | 1992-04-01 | no | Currently in Use | Diesel | 6000 | Fiberglass Double Walled | 1992-04-01 | Double-Walled Fiberglass | Safe Suction (Euro)
9000280 | 2 |  | 1992-06-01 | no | 1992-06-01 | no | Currently in Use | Diesel | 6000 | Fiberglass Double Walled | 1992-06-01 | Double-Walled Fiberglass | Safe Suction (Euro)
9000281 | 1 | [5 empty] | Removed from Ground | Gas (Historical Use) | 5000 | Bare Steel | 1966-03-08 | Galvanized Steel
9000281 | 2 | [5 empty] | Removed from Ground | Gas (Historical Use) | 5000 | Bare Steel | 1966-03-08 | Galvanized Steel
9000281 | 3 | [5 empty] | Removed from Ground | Gas (Historical Use) | 5000 | Bare Steel | 1966-03-08 | Galvanized Steel
9000281 | 4 | [5 empty] | Removed from Ground | Gas (Historical Use) | 5000 | Bare Steel | 1966-03-08 | Galvanized Steel
9000282 | 1 | [5 empty] | Removed from Ground | Other | 6000 | Bare Steel | 1984-05-06 | Unknown
9000282 | 2 |  |  | yes |  | yes | Removed from Ground | Used Oil | 1000 | Bare Steel | 1980-05-07 | Unknown
9000284 | 1 | Flapper Valve | 1993-10-09 |  | 1993-01-09 |  | Currently in Use | Gas (Historical Use) | 10000 | Composite | 1987-01-01 | Fiberglass Reinforced Plastic | Pressurized
9000284 | 2 | Flapper Valve | 1993-10-09 |  | 1993-10-09 |  | Currently in Use | Gas (Historical Use) | 10000 | Composite | 1987-01-01 | Fiberglass Reinforced Plastic | Pressurized
9000284 | 3 | Flapper Valve | 1993-10-09 |  | 1993-10-09 |  | Currently in Use | Gas (Historical Use) | 10000 | Composite | 1987-01-01 | Fiberglass Reinforced Plastic | Pressurized
9000286 | 1 | Ball Float | 1988-01-01 |  | 1988-01-01 |  | Currently in Use | Gas (Historical Use) | 10000 | Fiberglass | 1980-05-09 | Fiberglass Reinforced Plastic | Pressurized
9000286 | 2 | Ball Float | 1988-01-01 |  | 1988-01-01 |  | Currently in Use | Gas (Historical Use) | 12000 | Fiberglass | 1980-05-09 | Fiberglass Reinforced Plastic | Pressurized
9000286 | 3 | Ball Float | 1988-01-01 |  | 1988-01-01 |  | Currently in Use | Diesel | 12000 | Fiberglass | 1980-05-09 | Fiberglass Reinforced Plastic | Pressurized
9000286 | 4 |  | 1988-01-01 |  | 1988-01-01 |  | Removed from Ground | Gas (Historical Use) | 12000 | Bare Steel | 1980-05-09 | Galvanized Steel | Pressurized
9000288 | 1 | [5 empty] | Removed from Ground | Gas (Historical Use) | 0 | Marked Unknown |  | Unknown
9000288 | 2 |  |  | no |  | no | Removed from Ground | Diesel | 0 | Unknown
9000288 | 3 |  |  | no |  | no | Removed from Ground | Other | 0 | Unknown
9000289 | 1 | [5 empty] | Removed from Ground | Diesel | 652 | Not Marked/Unknown |  | Not Marked
9000291 | 1 | [5 empty] | Removed from Ground | Gas (Historical Use) | 3000 | Bare Steel | 1978-09-04 | Galvanized Steel
9000291 | 2 | [5 empty] | Removed from Ground | Gas (Historical Use) | 1000 | Bare Steel | 1981-01-01 | Galvanized Steel | Suction (American)
9000292 | 1 |  | 1976-07-01 |  | 1976-07-01 |  | Removed from Ground | Gas (Historical Use) | 10000 | Steel-Impressed Current | 1976-07-01 | Cathodically Protected | Pressurized
9000292 | 2 |  | 1976-07-01 |  | 1976-07-01 |  | Removed from Ground | Gas (Historical Use) | 10000 | Steel-Impressed Current | 1976-07-01 | Cathodically Protected | Pressurized
9000292 | 3 |  | 1976-07-01 |  | 1976-07-01 |  | Removed from Ground | Gas (Historical Use) | 6000 | Steel-Impressed Current | 1976-07-01 | Cathodically Protected | Pressurized
9000292 | 4 | [5 empty] | Removed from Ground | Kerosene | 4000 | Cathodically Protected Steel | 1976-07-01 | Cathodically Protected | Suction (American)
9000293 | 1 | [5 empty] | Removed from Ground | Gas (Historical Use) | 12000 | Fiberglass | 1976-02-03 | Fiberglass Reinforced Plastic | Pressurized
9000293 | 2 | [5 empty] | Removed from Ground | Gas (Historical Use) | 12000 | Fiberglass | 1976-02-03 | Fiberglass Reinforced Plastic | Pressurized
9000293 | 3 | [5 empty] | Removed from Ground | Gas (Historical Use) | 12000 | Fiberglass | 1976-02-03 | Fiberglass Reinforced Plastic | Pressurized
9000293 | 4 | Ball Float | 1994-12-01 | no | 1994-12-01 | no | Currently in Use | Diesel | 20000 | Fiberglass | 1994-12-19 | Double-Walled Fiberglass | Pressurized
9000293 | 5 | Ball Float | 1994-12-01 | no | 1994-12-01 | no | Currently in Use | Diesel | 20000 | Fiberglass | 1994-12-19 | Double-Walled Fiberglass
9000293 | 6 | Ball Float | 1994-12-01 | no | 1994-12-01 | no | Currently in Use | Diesel | 20000 | Fiberglass | 1994-12-19 | Double-Walled Fiberglass | Pressurized
9000293 | 7 | Ball Float | 1994-12-01 | no | 1994-12-01 | no | Currently in Use | Gas (Historical Use) | 12000 | Fiberglass | 1994-12-19 | Double-Walled Fiberglass | Pressurized
9000293 | 8 | Ball Float | 1997-12-01 | no | 1994-12-01 | no | Currently in Use | Regular | 10000 | Fiberglass | 1994-12-19 | Double-Walled Fiberglass | Pressurized
9000293 | 9 | Ball Float | 1994-12-01 | no | 1994-12-01 | no | Currently in Use | Gas (Historical Use) | 10000 | Fiberglass | 1994-12-19 | Double-Walled Fiberglass | Pressurized
9000294 | 1 | Flapper Valve | 1993-09-28 |  | 1993-09-28 |  | Currently in Use | Gas (Historical Use) | 10000 | Fiberglass | 1987-08-01 | Fiberglass Reinforced Plastic | Pressurized
9000294 | 2 | Flapper Valve | 1993-09-28 |  | 1993-09-28 |  | Currently in Use | Gas (Historical Use) | 10000 | Fiberglass | 1987-08-01 | Fiberglass Reinforced Plastic | Pressurized
9000294 | 3 | Flapper Valve | 1993-09-28 |  | 1993-09-28 |  | Currently in Use | Gas (Historical Use) | 10000 | Fiberglass | 1987-08-01 | Fiberglass Reinforced Plastic | Pressurized
9000295 | 1 | Ball Float | 1993-12-06 |  | 1993-12-06 |  | Currently in Use | Gas (Historical Use) | 12000 | Steel-Impressed Current | 1981-12-01 | Fiberglass Reinforced Plastic | Pressurized
9000295 | 2 | Ball Float | 1993-12-06 |  | 1993-12-06 |  | Currently in Use | Gas (Historical Use) | 12000 | Steel-Impressed Current | 1981-12-01 | Fiberglass Reinforced Plastic | Pressurized
9000295 | 3 | Ball Float | 1993-12-06 |  | 1993-12-06 |  | Currently in Use | Diesel | 12000 | Steel-Impressed Current | 1981-12-01 | Fiberglass Reinforced Plastic | Pressurized
9000297 | 1 | [5 empty] | Removed from Ground | Gas (Historical Use) | 8000 | Bare Steel | 1965-05-02 | Galvanized Steel
9000297 | 2 | [5 empty] | Removed from Ground | Gas (Historical Use) | 3000 | Bare Steel | 1965-05-02 | Galvanized Steel
9000297 | 3 | [5 empty] | Removed from Ground | Gas (Historical Use) | 3000 | Bare Steel | 1965-05-02 | Galvanized Steel
9000297 | 4 | [5 empty] | Removed from Ground | Gas (Historical Use) | 3000 | Bare Steel | 1965-05-02 | Galvanized Steel
9000298 | 1 | [5 empty] | Removed from Ground | Gas (Historical Use) | 10000 | Bare Steel | 1976-05-10 | Galvanized Steel
9000298 | 2 | [5 empty] | Removed from Ground | Gas (Historical Use) | 10000 | Bare Steel | 1976-05-10 | Galvanized Steel
9000300 | 1 | [5 empty] | Removed from Ground | Other | 3000 | Bare Steel | 1971-04-03 | Bare Steel | Suction (American)
9000300 | 10 |  |  | yes |  | yes | Removed from Ground | Used Oil | 2000 | Bare Steel | 1971-04-03 | Bare Steel | Gravity Fed
9000300 | 11 |  | 1993-10-01 | no | 1993-10-01 | no | Temporarily out of use | Diesel | 30000 | Fiberglass Double Walled | 1993-10-14 |  | Pressurized
9000300 | 12 |  | 1993-10-01 | no | 1993-10-01 | no | Temporarily out of use | Diesel | 30000 | Fiberglass Double Walled | 1993-10-14 | Bare Steel | Pressurized
9000300 | 13 |  | 1993-10-01 | no | 1993-10-01 | no | Temporarily out of use | Diesel | 30000 | Fiberglass Double Walled | 1993-10-14 | Bare Steel | Pressurized
9000300 | 14 |  | 1993-10-01 | no | 1993-10-01 | no | Temporarily out of use | Diesel | 30000 | Fiberglass Double Walled | 1993-10-14 |  | Pressurized
9000300 | 15 |  | 1993-10-01 | no | 1993-10-01 | no | Temporarily out of use | Diesel | 30000 | Fiberglass Double Walled | 1993-10-14 |  | Pressurized
9000300 | 16 |  | 1993-10-01 | no | 1993-10-01 | no | Temporarily out of use | Diesel | 30000 | Fiberglass Double Walled | 1993-10-14 |  | Pressurized
9000300 | 17 |  | 1998-11-30 | no | 1998-11-30 | no | Temporarily out of use |  | 6000 | Fiberglass Double Walled | 1998-11-30 | Fiberglass Reinforced Plastic | Safe Suction (Euro)
9000300 | 18 |  | 1998-11-30 | no | 1998-11-30 | no | Temporarily out of use |  | 2500 | Fiberglass Double Walled | 1998-11-30 | Fiberglass Reinforced Plastic | Safe Suction (Euro)
9000300 | 19 |  |  | yes | 1998-11-30 | yes | Temporarily out of use | Used Oil | 2500 | Fiberglass Double Walled | 1998-11-30 | Fiberglass Reinforced Plastic
9000300 | 2 | [5 empty] | Removed from Ground | Diesel | 10000 | Bare Steel | 1979-04-03 | Bare Steel | Pressurized
9000300 | 20 |  | 1998-11-30 | no | 1998-11-30 | no | Temporarily out of use |  | 1000 | Fiberglass Double Walled | 1998-11-30 | Fiberglass Reinforced Plastic | Safe Suction (Euro)
9000300 | 3 | [5 empty] | Removed from Ground | Diesel | 10000 | Bare Steel | 1979-04-03 | Galvanized Steel | Pressurized
9000300 | 4 | [5 empty] | Removed from Ground | Diesel | 12000 | Bare Steel | 1971-04-03 | Galvanized Steel | Pressurized
9000300 | 5 | [5 empty] | Removed from Ground | Diesel | 12000 | Bare Steel | 1971-04-02 | Galvanized Steel | Pressurized
9000300 | 6 | [5 empty] | Removed from Ground | Diesel | 12000 | Bare Steel | 1971-04-02 | Galvanized Steel | Pressurized
9000300 | 7 | [5 empty] | Removed from Ground | Other | 8000 | Bare Steel | 1979-04-02 | Bare Steel | Suction (American)
9000300 | 8 | [5 empty] | Removed from Ground | Other | 1000 | Bare Steel | 1973-04-03 | Bare Steel | Suction (American)
9000300 | 9 | [5 empty] | Removed from Ground | Other | 5000 | Bare Steel | 1971-04-03 | Bare Steel | Suction (American)
9000302 | 1 |  | 1997-10-01 |  | 1997-10-01 |  | Currently in Use | Gas (Historical Use) | 12000 | Fiberglass | 1986-11-04 | Fiberglass Reinforced Plastic | Pressurized
9000302 | 2 |  | 1997-10-01 |  | 1997-10-01 |  | Currently in Use | Diesel | 10000 | Fiberglass | 1986-11-04 | Fiberglass Reinforced Plastic | Pressurized
9000302 | 3 |  | 1997-10-01 |  | 1997-10-01 |  | Currently in Use | Gas (Historical Use) | 10000 | Fiberglass | 1986-11-04 | Fiberglass Reinforced Plastic | Pressurized
9000302 | 4 |  | 1997-10-01 |  | 1997-10-01 |  | Currently in Use | Gas (Historical Use) | 8000 | Fiberglass | 1986-11-04 | Fiberglass Reinforced Plastic | Pressurized
9000302 | 5 | [5 empty] | Removed from Ground | Gas (Historical Use) | 4000 | Bare Steel | 1968-05-10 | Galvanized Steel
9000302 | 6 | [5 empty] | Removed from Ground | Gas (Historical Use) | 6000 | Bare Steel | 1968-05-10 | Galvanized Steel
9000302 | 7 | [5 empty] | Removed from Ground | Gas (Historical Use) | 6000 | Bare Steel | 1968-05-10 | Galvanized Steel
9000302 | 8 | [5 empty] | Removed from Ground | Gas (Historical Use) | 8000 | Fiberglass | 1981-05-07 | Galvanized Steel
9000302 | 9 |  |  | yes |  | yes | Removed from Ground | Used Oil | 500 | Bare Steel | 1968-05-10 | Galvanized Steel
9000303 | 1 | [5 empty] | Removed from Ground | Gas (Historical Use) | 8000 | Bare Steel | 1975-02-18 | Galvanized Steel | Pressurized
9000303 | 2 | [5 empty] | Removed from Ground | Gas (Historical Use) | 6000 | Bare Steel | 1975-02-18 | Galvanized Steel | Pressurized
9000303 | 3 | [5 empty] | Removed from Ground | Gas (Historical Use) | 6000 | Bare Steel | 1975-02-18 | Galvanized Steel | Pressurized
9000303 | 4 | Ball Float | 1995-11-15 | no | 1995-11-15 | no | Currently in Use | Gas (Historical Use) | 12000 | Epoxy | 1995-11-15 | Flex | Pressurized
9000303 | 5 | Ball Float | 1995-11-15 | no | 1995-11-15 | no | Currently in Use | Gas (Historical Use) | 12000 | Epoxy | 1995-11-15 | Flex | Pressurized
9000304 | 1 | [5 empty] | Removed from Ground | Diesel | 4000 | Bare Steel | 1978-04-16 | Galvanized Steel
9000304 | 10 | [5 empty] | Removed from Ground | Kerosene | 4000 | Composite | 1987-10-15 | Bare Steel
9000304 | 11 | [5 empty] | Removed from Ground | Diesel | 8000 | Cathodically Protected Steel | 1987-10-15 | Not Marked
9000304 | 2 | [5 empty] | Removed from Ground | Gas (Historical Use) | 4000 | Bare Steel | 1978-04-16 | Galvanized Steel
9000304 | 3 | [5 empty] | Removed from Ground | Gas (Historical Use) | 4000 | Bare Steel | 1976-04-16 | Galvanized Steel
9000304 | 4 | [5 empty] | Removed from Ground | Gas (Historical Use) | 4000 | Fiberglass | 1969-04-16 | Galvanized Steel
9000304 | 5 | [5 empty] | Removed from Ground | Other | 550 | Bare Steel | 1969-04-16 | Galvanized Steel
9000304 | 6 |  |  | yes |  | yes | Removed from Ground | Used Oil | 550 | Bare Steel | 1981-01-01 | Bare Steel
9000304 | 7 | [5 empty] | Removed from Ground | Gas (Historical Use) | 10000 | Composite | 1987-10-15 | Cathodically Protected
9000304 | 8 | [5 empty] | Removed from Ground | Gas (Historical Use) | 10000 | Composite | 1987-10-15 | Cathodically Protected
9000304 | 9 | [5 empty] | Removed from Ground | Gas (Historical Use) | 8000 | Composite | 1987-10-15 | Bare Steel
9000305 | 1 | [5 empty] | Removed from Ground | Gas (Historical Use) | 10000 | Bare Steel | 1971-03-21 | Galvanized Steel
9000305 | 2 | [5 empty] | Removed from Ground | Gas (Historical Use) | 10000 | Bare Steel | 1971-03-21 | Galvanized Steel
9000305 | 3 | [5 empty] | Removed from Ground | Diesel | 3000 | Bare Steel | 1971-03-21 | Galvanized Steel
9000305 | 4 | [5 empty] | Removed from Ground | Kerosene | 2000 | Bare Steel | 1971-03-21 | Galvanized Steel
9000305 | 5 | [5 empty] | Removed from Ground | Gas (Historical Use) | 8000 | Bare Steel | 1971-03-21 | Galvanized Steel
9000305 | 6 | Ball Float | 1990-05-01 | no | 1990-05-01 | no | Currently in Use | Gas (Historical Use) | 10000 | Galvanic (STIP-3) | 1990-05-01 | Fiberglass Reinforced Plastic | Pressurized
9000305 | 7 | Ball Float | 1990-05-01 | no | 1990-05-01 | no | Currently in Use | Gas (Historical Use) | 10000 | Galvanic (STIP-3) | 1990-05-01 | Fiberglass Reinforced Plastic | Pressurized
9000305 | 8 | Ball Float | 1990-05-01 | no | 1990-05-01 | no | Currently in Use | Gas (Historical Use) | 10000 | Galvanic (STIP-3) | 1990-05-01 | Fiberglass Reinforced Plastic | Pressurized
9000305 | 9 | Ball Float | 1990-05-01 | no | 1990-05-01 | no | Currently in Use | Gas (Historical Use) | 10000 | Galvanic (STIP-3) | 1990-05-01 | Fiberglass Reinforced Plastic | Pressurized
9000307 | 1 | [5 empty] | Removed from Ground | Gas (Historical Use) | 10000 | Cathodically Protected Steel | 1969-04-01 | Bare Steel
9000307 | 2 | [5 empty] | Removed from Ground | Gas (Historical Use) | 10000 | Cathodically Protected Steel | 1969-04-01 | Bare Steel
9000307 | 3 | [5 empty] | Removed from Ground | Gas (Historical Use) | 5000 | Cathodically Protected Steel | 1969-04-01 | Bare Steel
9000307 | 4 |  |  | yes |  | yes | Removed from Ground | Used Oil | 550 | Cathodically Protected Steel | 1969-04-01 | Bare Steel
9000311 | 1 | Flapper Valve | 1985-01-01 |  | 1985-01-01 |  | Currently in Use | Diesel | 10000 | Galvanic (STIP-3) | 1985-01-01 | Double-Walled Flex | Pressurized
9000311 | 2 | [5 empty] | Removed from Ground | Other | 1000 | Cathodically Protected Steel | 1985-01-01 | Galvanized Steel | Gravity Fed
9000311 | 3 | [5 empty] | Removed from Ground | Kerosene | 4000 | Bare Steel | 1974-02-21 | Unknown
9000311 | 4 | [5 empty] | Removed from Ground | Diesel | 20000 | Not Marked/Unknown | 1974-02-21 | Galvanized Steel
9000311 | 5 |  |  | yes |  | yes | Removed from Ground | Used Oil | 500 | Not Marked/Unknown | 1966-02-23 | Galvanized Steel
9000311 | 6 | [5 empty] | Permanently Out of Use - historical purposes | Diesel | 10000 | Cathodically Protected Steel | 1989-01-01 | Fiberglass Reinforced Plastic
9000311 | 7 |  |  | yes |  | yes | Permanently Out of Use - historical purposes | Used Oil | 10000 | Cathodically Protected Steel | 1989-01-01 | Galvanized Steel
9000312 | 1 | [5 empty] | Removed from Ground | Gas (Historical Use) | 500 | Bare Steel | 1960-01-01 | Galvanized Steel
9000313 | 1 | [5 empty] | Removed from Ground | Other | 2000 | Not Marked/Unknown | 1988-12-19 | Not Marked
9000314 | 2884 | [5 empty] | Removed from Ground | Gas (Historical Use) | 4000 | Bare Steel | 1992-01-01 | Fiberglass Reinforced Plastic
9000314 | 2885 | [5 empty] | Removed from Ground | Diesel | 4000 | Bare Steel | 1992-01-01 | Fiberglass Reinforced Plastic
9000314 | 1 | [5 empty] | Removed from Ground | Gas (Historical Use) | 1000 | Bare Steel | 1989-06-19 | Bare Steel
9000314 | 2 | [5 empty] | Removed from Ground | Diesel | 2000 | Bare Steel | 1989-06-19 | Not Marked
9000316 | 1 | [5 empty] | Permanently Out of Use - historical purposes | Other | 0 | Marked Unknown |  | Unknown
9000320 | 1 | [5 empty] | Removed from Ground | Other | 10000 | Bare Steel | 1962-01-01 | Bare Steel | Suction (American)
9000320 | 2 | [5 empty] | Removed from Ground | Other | 10000 | Bare Steel | 1962-01-01 | Bare Steel | Pressurized
9000320 | 3 |  |  | yes |  | yes | Removed from Ground | Used Oil | 500 | Bare Steel | 1962-01-01 | Bare Steel | Gravity Fed
9000320 | 4 |  |  | yes |  | yes | Removed from Ground | Used Oil | 550 | Cathodically Protected Steel | 1989-12-01 | Not Marked | Gravity Fed
9000320 | 5 |  | 1992-10-14 |  | 1992-10-14 |  | Currently in Use | Diesel | 20000 | Fiberglass Double Walled | 1992-10-14 | Aboveground | Pressurized
9000320 | 6 |  | 1992-10-14 |  | 1992-10-14 |  | Currently in Use | Diesel | 20000 | Fiberglass Double Walled | 1992-10-14 | Aboveground | Pressurized
9000321 | 1 | [5 empty] | Permanently Out of Use - historical purposes | Gas (Historical Use) | 1000 | Bare Steel | 1985-01-01 | Unknown
9000321 | 2 | [5 empty] | Permanently Out of Use - historical purposes | Gas (Historical Use) | 1000 | Bare Steel | 1985-01-01 | Unknown
9000321 | 3 | [5 empty] | Permanently Out of Use - historical purposes | Gas (Historical Use) | 1000 | Bare Steel | 1985-01-01 | Unknown
9000321 | 4 | [5 empty] | Permanently Out of Use - historical purposes | Diesel | 500 | Marked Unknown |  | Unknown
9000321 | 5 | [5 empty] | Permanently Out of Use - historical purposes | Gas (Historical Use) | 500 | Marked Unknown |  | Unknown
9000322 | 1 | [5 empty] | Removed from Ground | Gas (Historical Use) | 1000 | Bare Steel | 1971-01-19 | Bare Steel
9000322 | 11 | [5 empty] | Removed from Ground | Gas (Historical Use) | 10000 | Bare Steel | 1961-01-21 | Bare Steel
9000322 | 2 | [5 empty] | Removed from Ground | Diesel | 10000 | Bare Steel | 1973-01-18 | Bare Steel
9000322 | 3 | [5 empty] | Removed from Ground | Diesel | 10000 | Bare Steel | 1973-01-18 | Bare Steel
9000322 | 4 | [5 empty] | Removed from Ground | Diesel | 10000 | Bare Steel | 1973-01-18 | Bare Steel
9000322 | 5 | [5 empty] | Removed from Ground | Diesel | 10000 | Bare Steel | 1973-01-18 | Bare Steel
9000322 | 6 | [5 empty] | Removed from Ground | Diesel | 10000 | Bare Steel | 1973-01-18 | Bare Steel
9000322 | 7 | [5 empty] | Removed from Ground | Diesel | 1000 | Bare Steel | 1978-01-17 | Bare Steel
9000327 | 1 | Ball Float | 1995-09-01 | no | 1991-01-01 | yes | Currently in Use | Premium | 10000 | Fiberglass | 1983-04-30 | Fiberglass Reinforced Plastic | Pressurized
9000327 | 2 | Ball Float | 1995-09-01 | no | 1991-01-01 | yes | Currently in Use | Regular | 10000 | Fiberglass | 1983-04-30 | Fiberglass Reinforced Plastic | Pressurized
9000327 | 3 | Ball Float | 1995-09-01 | no | 1991-01-01 | yes | Currently in Use | Plus | 10000 | Fiberglass | 1983-04-30 | Fiberglass Reinforced Plastic | Pressurized
9000327 | 4 | Ball Float | 1995-09-01 | no | 1991-01-01 | yes | Currently in Use | Diesel | 10000 | Fiberglass | 1983-04-30 | Fiberglass Reinforced Plastic | Pressurized
9000328 | 1 | [5 empty] | Removed from Ground | Diesel | 6000 | Bare Steel | 1968-05-06 | Galvanized Steel
9000328 | 2 | [5 empty] | Removed from Ground | Gas (Historical Use) | 10000 | Bare Steel | 1968-05-06 | Galvanized Steel
9000328 | 3 | [5 empty] | Removed from Ground | Gas (Historical Use) | 10000 | Bare Steel | 1968-05-06 | Galvanized Steel
9000328 | 4 | [5 empty] | Removed from Ground | Gas (Historical Use) | 10000 | Bare Steel | 1968-05-06 | Galvanized Steel
9000328 | 5 | Ball Float | 1988-04-01 | no | 1988-04-01 | no | Currently in Use | E-85 | 10000 | Fiberglass | 1988-04-25 | Fiberglass Reinforced Plastic | Pressurized
9000328 | 6 | Ball Float | 1988-04-01 | no | 1988-04-01 | no | Currently in Use | Regular | 10000 | Fiberglass | 1988-04-25 | Fiberglass Reinforced Plastic | Pressurized
9000328 | 7 | Ball Float | 1988-04-01 | no | 1988-04-01 | no | Currently in Use | Premium | 10000 | Fiberglass | 1988-04-25 | Fiberglass Reinforced Plastic | Pressurized
9000328 | 8 | Ball Float | 1988-04-01 | no | 1988-04-01 | no | Currently in Use | Diesel | 10000 | Fiberglass | 1988-04-25 | Fiberglass Reinforced Plastic | Pressurized
9000328 | 9 |  |  | yes |  | yes | Removed from Ground | Used Oil | 1000 | Fiberglass | 1988-04-25 | Fiberglass Reinforced Plastic
9000332 | 1 | [5 empty] | Removed from Ground | Gas (Historical Use) | 4000 | Epoxy | 1977-05-10 | Galvanized Steel | Gravity Fed
9000332 | 2 | [5 empty] | Removed from Ground | Gas (Historical Use) | 4000 | Epoxy | 1970-01-01 | Galvanized Steel | Gravity Fed
9000332 | 3 | [5 empty] | Closed in Ground | Gas (Historical Use) | 4000 | Epoxy | 1970-01-01 | Galvanized Steel | Gravity Fed
9000332 | 4 | [5 empty] | Removed from Ground | Gas (Historical Use) | 6000 | Bare Steel | 1971-05-10 | Galvanized Steel | Pressurized
9000333 | 0 | [5 empty] | Removed from Ground | Other | 1 | Not Marked/Unknown |  | Not Marked
9000334 | 1 |  | 1997-07-01 |  | 1997-07-01 |  | Removed from Ground | Gas (Historical Use) | 8000 | Steel-Impressed Current | 1985-01-01 | Fiberglass Reinforced Plastic | Pressurized
9000334 | 2 |  | 1997-07-01 |  | 1997-07-01 |  | Removed from Ground | Gas (Historical Use) | 8000 | Steel-Impressed Current | 1985-01-01 | Fiberglass Reinforced Plastic | Pressurized
9000334 | 3 |  | 1997-07-01 |  | 1997-07-01 |  | Removed from Ground | Gas (Historical Use) | 8000 | Steel-Impressed Current | 1985-01-01 | Fiberglass Reinforced Plastic | Pressurized
9000334 | 4 |  | 2006-07-01 | no | 2006-07-01 | no | Currently in Use | Gas (Historical Use) | 12000 | Composite | 2006-07-01 | Fiberglass Reinforced Plastic | Pressurized
9000334 | 5A |  | 2006-07-01 | no | 2006-07-01 | no | Currently in Use | Gas (Historical Use) | 6000 | Composite | 2006-07-01 | Fiberglass Reinforced Plastic | Pressurized
9000334 | 5B |  | 2006-07-01 | no | 2006-07-01 | no | Currently in Use | Diesel | 6000 | Composite | 2006-07-01 | Fiberglass Reinforced Plastic | Pressurized
9000337 | 1 | [5 empty] | Removed from Ground | Gas (Historical Use) | 10000 | Bare Steel | 1977-01-01 | Galvanized Steel
9000337 | 2 | [5 empty] | Removed from Ground | Gas (Historical Use) | 10000 | Bare Steel | 1977-01-01 | Galvanized Steel
9000337 | 3 | [5 empty] | Removed from Ground | Gas (Historical Use) | 10000 | Bare Steel | 1977-01-01 | Galvanized Steel
9000338 | 1 | [5 empty] | Removed from Ground | Gas (Historical Use) | 10000 | Bare Steel | 1978-01-01 | Galvanized Steel
9000338 | 2 | [5 empty] | Removed from Ground | Gas (Historical Use) | 10000 | Bare Steel | 1978-01-01 | Galvanized Steel
9000338 | 3 | [5 empty] | Removed from Ground | Gas (Historical Use) | 10000 | Bare Steel | 1978-01-01 | Galvanized Steel
9000339 | 1 | [5 empty] | Removed from Ground | Gas (Historical Use) | 3000 | Bare Steel | 1951-01-01 | Galvanized Steel
9000339 | 2 | [5 empty] | Removed from Ground | Gas (Historical Use) | 3000 | Bare Steel | 1951-01-01 | Galvanized Steel
9000339 | 3 | [5 empty] | Removed from Ground | Gas (Historical Use) | 4000 | Cathodically Protected Steel | 1989-02-15 | Fiberglass Reinforced Plastic | Safe Suction (Euro)
9000339 | 4 | [5 empty] | Removed from Ground | Gas (Historical Use) | 4000 | Cathodically Protected Steel | 1989-02-15 | Fiberglass Reinforced Plastic | Safe Suction (Euro)
9000339 | 5 | [5 empty] | Removed from Ground | Other | 550 | Bare Steel | 1991-07-08 | Bare Steel
9000339 | 6 | [5 empty] | Removed from Ground | Other | 1000 | Bare Steel | 1991-07-08 | Bare Steel
9000341 | 1 | Ball Float | 1998-05-20 |  | 1998-05-20 |  | Currently in Use | Gas (Historical Use) | 5000 | Galvanic (STIP-3) | 1968-02-08 | Steel (Impressed Current) | Pressurized
9000341 | 2 | Flapper Valve | 1998-05-20 |  | 1998-05-20 |  | Currently in Use | Gas (Historical Use) | 5000 | Galvanic (STIP-3) | 1968-02-08 | Steel (Impressed Current) | Pressurized
9000341 | 3 | Flapper Valve | 1998-05-20 |  | 1998-05-20 |  | Currently in Use | Gas (Historical Use) | 5000 | Galvanic (STIP-3) | 1968-02-08 | Steel (Impressed Current) | Pressurized
9000341 | 4 | Flapper Valve | 1998-05-20 |  | 1998-05-20 |  | Currently in Use | Gas (Historical Use) | 5000 | Galvanic (STIP-3) | 1968-02-08 | Steel (Impressed Current) | Pressurized
9000342 | 1 |  | 1997-03-03 |  | 1997-03-03 |  | Currently in Use | Gas (Historical Use) | 5000 | Steel-Impressed Current | 1975-02-07 | Steel (Impressed Current) | Pressurized
9000342 | 2 |  | 1997-03-03 |  | 1997-03-03 |  | Currently in Use | Gas (Historical Use) | 5000 | Steel-Impressed Current | 1975-02-07 | Steel (Impressed Current) | Pressurized
9000342 | 3 |  | 1997-03-03 |  | 1997-03-03 |  | Currently in Use | Gas (Historical Use) | 5000 | Steel-Impressed Current | 1975-02-07 | Steel (Impressed Current) | Pressurized
9000342 | 4 |  | 1997-03-03 |  | 1997-03-03 |  | Currently in Use | Gas (Historical Use) | 5000 | Steel-Impressed Current | 1975-02-07 | Steel (Impressed Current) | Pressurized
9000343 | 1 | [5 empty] | Permanently Out of Use - historical purposes | Gas (Historical Use) | 5000 | Bare Steel | 1971-01-11 | Unknown | Pressurized
9000343 | 2 | [5 empty] | Permanently Out of Use - historical purposes | Gas (Historical Use) | 5000 | Bare Steel | 1971-01-01 | Unknown | Pressurized
9000343 | 3 | [5 empty] | Permanently Out of Use - historical purposes | Gas (Historical Use) | 5000 | Bare Steel | 1971-01-01 | Unknown | Pressurized
9000343 | 4 | [5 empty] | Permanently Out of Use - historical purposes | Gas (Historical Use) | 5000 | Bare Steel | 1971-01-01 | Unknown | Pressurized
9000343 | 5 | Ball Float | 1998-05-22 |  | 1998-05-22 |  | Currently in Use | Gas (Historical Use) | 8000 | Steel-Impressed Current | 1972-01-01 | Fiberglass Reinforced Plastic | Pressurized
9000343 | 6 | Ball Float | 1998-05-22 |  | 1998-05-22 |  | Currently in Use | Gas (Historical Use) | 8000 | Steel-Impressed Current | 1972-01-01 | Fiberglass Reinforced Plastic | Pressurized
9000343 | 7 | Ball Float | 1998-05-22 |  | 1998-05-22 |  | Currently in Use | Gas (Historical Use) | 8000 | Steel-Impressed Current | 1972-01-01 | Fiberglass Reinforced Plastic | Pressurized
9000344 | 1 | Ball Float | 1995-05-09 | no | 1995-05-09 | no | Currently in Use | Gas (Historical Use) | 10000 | Composite | 1995-04-01 | Fiberglass Reinforced Plastic | Pressurized
9000344 | 2 | Ball Float | 1995-05-09 | no | 1995-05-09 | no | Currently in Use | Gas (Historical Use) | 10000 | Composite | 1995-04-01 | Fiberglass Reinforced Plastic | Pressurized
9000344 | 1 | [5 empty] | Removed from Ground | Gas (Historical Use) | 10000 | Bare Steel | 1971-12-11 | Galvanized Steel | Pressurized
9000344 | 2 | [5 empty] | Removed from Ground | Gas (Historical Use) | 10000 | Bare Steel | 1972-01-01 | Galvanized Steel | Pressurized
9000344 | 3 | [5 empty] | Removed from Ground | Gas (Historical Use) | 10000 | Bare Steel | 1972-01-01 | Galvanized Steel | Pressurized
9000345 | DUMMY | [5 empty] | Removed from Ground | Gas (Historical Use) | 0 | Not Marked/Unknown | 1987-10-01 | Not Marked
9000349 | 1 | [5 empty] | Removed from Ground | Diesel | 30000 | Bare Steel | 1976-04-12 | Bare Steel
9000349 | 2 | [5 empty] | Removed from Ground | Diesel | 30000 | Bare Steel | 1976-04-12 | Bare Steel
9000349 | 3 | [5 empty] | Removed from Ground | Diesel | 30000 | Bare Steel | 1976-04-12 | Bare Steel
9000349 | 4 | [5 empty] | Removed from Ground | Gas (Historical Use) | 10000 | Bare Steel | 1976-04-12 | Bare Steel
9000349 | 5 | [5 empty] | Removed from Ground | Gas (Historical Use) | 1000 | Bare Steel | 1976-04-12 | Bare Steel
9000350 | 1 | [5 empty] | Removed from Ground | Diesel | 6000 | Bare Steel | 1994-04-15 | Bare Steel
9000350 | 2 | [5 empty] | Removed from Ground | Diesel | 6000 | Bare Steel | 1994-04-15 | Bare Steel
9000350 | 3 | [5 empty] | Removed from Ground | Diesel | 6000 | Bare Steel | 1994-04-15 | Bare Steel
9000350 | 4 | [5 empty] | Removed from Ground | Diesel | 6000 | Bare Steel | 1994-04-15 | Bare Steel
9000350 | 5 |  |  | yes |  | yes | Removed from Ground | Used Oil | 6000 | Bare Steel | 1994-04-15 | Bare Steel
9000351 | 1 | [5 empty] | Permanently Out of Use - historical purposes | Other | 0 | Marked Unknown |  | Unknown
9000352 | 100 |  |  | no |  | no | Temporarily out of use |  | 1000 | Unknown | 2011-11-11
9000352 | 94 | [5 empty] | Removed from Ground | Other | 25000 | Bare Steel | 1973-04-04 | Bare Steel
9000352 | 95 | [5 empty] | Removed from Ground | Other | 4000 | Cathodically Protected Steel | 1970-04-05 | Bare Steel
9000352 | 96 | [5 empty] | Removed from Ground | Other | 8000 | Fiberglass | 1981-04-02 | Bare Steel
9000352 | 97 | [5 empty] | Removed from Ground | Other | 2000 | Bare Steel | 1970-04-05 | Cathodically Protected
9000352 | 98 | [5 empty] | Removed from Ground | Other | 300 | Bare Steel | 1943-04-12 | Bare Steel
9000352 | 99 | [5 empty] | Removed from Ground | Empty | 300 | Bare Steel | 1962-04-07 | Bare Steel
9000355 | 1 | [5 empty] | Removed from Ground | Diesel | 4000 | Bare Steel | 1977-05-05 | Galvanized Steel
9000357 | 1 | Flapper Valve | 2002-05-06 |  | 2002-05-06 |  | Currently in Use | Gas (Historical Use) | 10000 | Fiberglass | 1983-04-24 | Fiberglass Reinforced Plastic | Pressurized
9000357 | 2 | Flapper Valve | 2002-05-06 |  | 2002-05-06 |  | Currently in Use | Gas (Historical Use) | 10000 | Fiberglass | 1983-04-24 | Fiberglass Reinforced Plastic | Pressurized
9000357 | 3 | Flapper Valve | 2002-05-06 |  | 2002-05-06 |  | Currently in Use | Gas (Historical Use) | 10000 | Fiberglass | 1983-04-24 | Fiberglass Reinforced Plastic | Pressurized
9000357 | 4 |  |  | yes |  | yes | Removed from Ground | Used Oil | 1000 | Fiberglass | 1983-04-24 | Fiberglass Reinforced Plastic
9000358 | 1 | [5 empty] | Removed from Ground | Gas (Historical Use) | 12000 | Bare Steel | 1977-04-25 | Galvanized Steel
9000358 | 2 | [5 empty] | Removed from Ground | Gas (Historical Use) | 12000 | Bare Steel | 1977-04-25 | Galvanized Steel
9000358 | 3 | [5 empty] | Removed from Ground | Gas (Historical Use) | 12000 | Bare Steel | 1977-04-25 | Galvanized Steel
9000358 | 4 | [5 empty] | Removed from Ground | Gas (Historical Use) | 12000 | Bare Steel | 1977-04-25 | Galvanized Steel
9000358 | 5 | [5 empty] | Removed from Ground | Gas (Historical Use) | 10000 | Double Walled | 1989-08-08 | Fiberglass Reinforced Plastic
9000358 | 6 | [5 empty] | Removed from Ground | Gas (Historical Use) | 10000 | Fiberglass | 1989-08-08 | Fiberglass Reinforced Plastic
9000358 | 7 | [5 empty] | Removed from Ground | Gas (Historical Use) | 10000 | Fiberglass | 1989-08-08 | Fiberglass Reinforced Plastic
9000362 | 1 |  | 1990-09-01 |  | 1990-09-01 |  | Removed from Ground | Gas (Historical Use) | 4000 | Bare Steel | 1962-04-07 | Bare Steel
9000362 | 179896 |  | 1990-09-01 |  | 1990-09-01 |  | Currently in Use | Gas (Historical Use) | 10000 | Composite | 1990-08-31 | Double-Walled Fiberglass | Pressurized
9000362 | 179897 |  | 1990-08-01 |  | 1990-08-01 |  | Currently in Use | Gas (Historical Use) | 12000 | Composite | 1990-08-31 | Double-Walled Fiberglass | Pressurized
9000362 | 179898 |  | 1990-08-01 |  | 1990-08-01 |  | Currently in Use | Gas (Historical Use) | 12000 | Composite | 1990-08-31 | Double-Walled Fiberglass | Pressurized
9000362 | 2 | [5 empty] | Removed from Ground | Gas (Historical Use) | 3000 | Bare Steel | 1962-04-07 | Bare Steel
9000362 | 3 | [5 empty] | Removed from Ground | Gas (Historical Use) | 3000 | Bare Steel | 1962-04-07 | Bare Steel
9000362 | 4 | [5 empty] | Removed from Ground | Gas (Historical Use) | 6000 | Bare Steel | 1971-04-08 | Bare Steel
9000362 | 5 | [5 empty] | Removed from Ground | Gas (Historical Use) | 6000 | Bare Steel | 1974-04-08 | Bare Steel
9000362 | 6 |  |  | yes |  | yes | Removed from Ground | Used Oil | 550 | Bare Steel | 1971-04-08 | Bare Steel
9000364 | 1 | [5 empty] | Removed from Ground | Gas (Historical Use) | 3000 | Bare Steel | 1957-04-30 | Galvanized Steel
9000364 | 10 |  | 1989-11-01 |  | 1989-11-01 |  | Removed from Ground | Gas (Historical Use) | 8000 | Fiberglass | 1989-05-15 | Fiberglass Reinforced Plastic | Pressurized
9000364 | 11 |  | 1989-11-01 |  | 1989-11-01 |  | Removed from Ground | Gas (Historical Use) | 8000 | Fiberglass | 1989-05-15 | Fiberglass Reinforced Plastic | Pressurized
9000364 | 12 |  | 1989-11-01 |  | 1989-11-01 |  | Removed from Ground | Gas (Historical Use) | 8000 | Fiberglass | 1989-05-15 | Fiberglass Reinforced Plastic | Pressurized
9000364 | 13 |  | 1989-11-01 |  | 1989-11-01 |  | Removed from Ground | Diesel | 8000 | Fiberglass | 1989-05-15 | Fiberglass Reinforced Plastic | Pressurized
9000364 | 2 | [5 empty] | Removed from Ground | Gas (Historical Use) | 3000 | Bare Steel | 1957-04-30 | Galvanized Steel
9000364 | 3 | [5 empty] | Removed from Ground | Gas (Historical Use) | 3000 | Bare Steel | 1957-04-30 | Galvanized Steel
9000364 | 4 | [5 empty] | Removed from Ground | Gas (Historical Use) | 3000 | Bare Steel | 1957-04-30 | Galvanized Steel
9000364 | 5 | [5 empty] | Removed from Ground | Gas (Historical Use) | 10000 | Bare Steel | 1957-04-30 | Galvanized Steel
9000364 | 6 | [5 empty] | Removed from Ground | Gas (Historical Use) | 10000 | Bare Steel | 1957-04-30 | Galvanized Steel
9000364 | 7 |  |  | yes |  | yes | Permanently Out of Use - historical purposes | Used Oil | 1000 | Bare Steel | 1957-04-30 | Galvanized Steel
9000364 | 8 |  |  | yes |  | yes | Permanently Out of Use - historical purposes | Used Oil | 550 | Bare Steel | 1957-04-30 | Galvanized Steel
9000364 | 9 |  |  | yes |  | yes | Permanently Out of Use - historical purposes | Used Oil | 550 | Bare Steel | 1957-04-30 | Galvanized Steel
9000365 | 1 | [5 empty] | Removed from Ground | Gas (Historical Use) | 10000 | Bare Steel | 1972-04-26 | Galvanized Steel
9000365 | 2 | [5 empty] | Removed from Ground | Gas (Historical Use) | 10000 | Bare Steel | 1972-04-26 | Galvanized Steel
9000365 | 3 | [5 empty] | Removed from Ground | Gas (Historical Use) | 5000 | Bare Steel | 1972-04-26 | Galvanized Steel
9000365 | 4 |  |  | yes |  | yes | Removed from Ground | Used Oil | 550 | Bare Steel | 1972-04-26 | Galvanized Steel
9000370 | 1 | [5 empty] | Removed from Ground | Diesel | 10000 | Bare Steel | 1977-01-14 | Bare Steel
9000370 | 2 | [5 empty] | Removed from Ground | Diesel | 10000 | Fiberglass | 1987-01-12 | Galvanized Steel
9000370 | 3 | [5 empty] | Removed from Ground | Gas (Historical Use) | 3000 | Bare Steel | 1977-01-01 | Bare Steel
9000371 | 1 | [5 empty] | Removed from Ground | Gas (Historical Use) | 1000 | Bare Steel | 1966-05-05 | Bare Steel
9000371 | 2 | [5 empty] | Removed from Ground | Gas (Historical Use) | 4000 | Fiberglass | 1987-04-30 | Galvanized Steel
9000371 | 3 | [5 empty] | Removed from Ground | Gas (Historical Use) | 2000 | Bare Steel | 1966-01-01 | Bare Steel
9000372 | 1 | [5 empty] | Removed from Ground | Other | 0 | Marked Unknown | 1991-08-01 | Unknown
9000374 | C1 | [5 empty] | Removed from Ground | Gas (Historical Use) | 1000 | Bare Steel | 1975-05-08 | Bare Steel
9000374 | C2 | [5 empty] | Removed from Ground | Diesel | 2000 | Bare Steel | 1975-05-08 | Bare Steel
9000374 | C3 | [5 empty] | Removed from Ground | Gas (Historical Use) | 1000 | Bare Steel | 1981-05-07 | Galvanized Steel
9000375 | 1 | [5 empty] | Removed from Ground | Other | 0 | Not Marked/Unknown | 1979-01-01 | Not Marked
9000375 | 2 |  |  | no |  | no | Removed from Ground | Not Marked/Tank Removed | 0 | Not Marked/Unknown | 1979-01-01 | Unknown
9000375 | 3 |  |  | no |  | no | Removed from Ground | Not Marked/Tank Removed | 0 | Not Marked/Unknown | 1979-01-01 | Unknown
9000377 | 1 |  | 1996-03-01 |  | 1996-03-01 |  | Removed from Ground | Gas (Historical Use) | 4000 | Cathodically Protected Steel | 1969-04-25 | Fiberglass Reinforced Plastic | Pressurized
9000377 | 2 |  | 1996-03-01 |  | 1996-03-01 |  | Removed from Ground | Gas (Historical Use) | 4000 | Cathodically Protected Steel | 1969-04-25 | Fiberglass Reinforced Plastic | Pressurized
9000377 | 3 |  | 1996-03-01 |  | 1996-03-01 |  | Removed from Ground | Gas (Historical Use) | 4000 | Cathodically Protected Steel | 1969-04-25 | Fiberglass Reinforced Plastic | Pressurized
9000377 | 341163 | [5 empty] | Removed from Ground | Empty | 4000 | Bare Steel | 1962-04-28 | Bare Steel
9000377 | 341164 | [5 empty] | Removed from Ground | Empty | 550 | Bare Steel | 1962-04-28 | Bare Steel
9000377 | 341165 | [5 empty] | Removed from Ground | Empty | 4000 | Bare Steel | 1962-04-28 | Bare Steel
9000377 | 341167 | [5 empty] | Removed from Ground | Empty | 4000 | Bare Steel | 1962-04-28 | Bare Steel
9000377 | 341172 | [5 empty] | Removed from Ground | Empty | 4000 | Bare Steel | 1962-04-28 | Bare Steel
9000377 | 4 |  | 1996-03-01 |  | 1996-03-01 |  | Removed from Ground | Gas (Historical Use) | 10000 | Cathodically Protected Steel | 1976-04-23 | Fiberglass Reinforced Plastic | Pressurized
9000377 | 467013 | [5 empty] | Permanently Out of Use - historical purposes | Empty | 10150 | Fiberglass | 1974-04-25 | Unknown
9000378 | 1 | [5 empty] | Removed from Ground | Gas (Historical Use) | 8000 | Composite | 1985-01-01 | Galvanized Steel
9000378 | 2 | [5 empty] | Removed from Ground | Gas (Historical Use) | 8000 | Bare Steel | 1979-03-19 | Galvanized Steel
9000378 | 3 | [5 empty] | Removed from Ground | Kerosene | 4000 | Composite | 1985-01-01 | Galvanized Steel
9000378 | 4 | [5 empty] | Removed from Ground | Gas (Historical Use) | 8000 | Bare Steel | 1979-01-01 | Galvanized Steel
9000378 | 5 | [5 empty] | Removed from Ground | Diesel | 8000 | Bare Steel | 1985-01-01 | Galvanized Steel
9000379 | 1 | [5 empty] | Removed from Ground | Gas (Historical Use) | 4000 | Bare Steel | 1964-04-28 | Galvanized Steel
9000379 | 1A |  | 1989-09-20 | no | 1997-06-01 | no | Currently in Use | Regular | 10000 | Galvanic (STIP-3) | 1989-09-20 | Fiberglass Reinforced Plastic | Pressurized
9000379 | 2 | [5 empty] | Removed from Ground | Gas (Historical Use) | 4000 | Bare Steel | 1964-04-28 | Galvanized Steel
9000379 | 2A |  | 1989-09-20 | no | 1997-06-01 | no | Currently in Use | Diesel | 10000 | Galvanic (STIP-3) | 1989-09-20 | Fiberglass Reinforced Plastic | Pressurized
9000379 | 3 | [5 empty] | Removed from Ground | Gas (Historical Use) | 4000 | Bare Steel | 1964-04-28 | Galvanized Steel
9000379 | 3A |  | 1989-09-20 | no | 1997-06-01 | no | Currently in Use | Gas (Historical Use) | 10000 | Galvanic (STIP-3) | 1989-09-20 | Fiberglass Reinforced Plastic | Pressurized
9000379 | 4 | [5 empty] | Removed from Ground | Gas (Historical Use) | 4000 | Bare Steel | 1971-04-27 | Galvanized Steel
9000379 | 4A |  | 1989-09-20 | no | 1997-06-01 | no | Currently in Use | Diesel | 10000 | Galvanic (STIP-3) | 1989-09-20 | Fiberglass Reinforced Plastic | Pressurized
9000379 | 5 | [5 empty] | Removed from Ground | Gas (Historical Use) | 4000 | Bare Steel | 1960-04-29 | Galvanized Steel
9000379 | 5A |  |  | yes |  | yes | Removed from Ground | Used Oil | 500 | Marked Unknown | 1989-07-01 | Unknown
9000379 | 6 |  |  | yes |  | yes | Removed from Ground | Used Oil | 500 | Bare Steel | 1964-04-28 | Galvanized Steel
9000380 | 1 | [5 empty] | Removed from Ground | Gas (Historical Use) | 12000 | Bare Steel | 1980-01-01 | Unknown | Pressurized
9000380 | 2 | [5 empty] | Removed from Ground | Gas (Historical Use) | 3000 | Bare Steel | 1971-01-01 | Unknown | Pressurized
9000382 | 1 | [5 empty] | Closed in Ground | Other | 30000 | Bare Steel | 1968-04-04 | Bare Steel
9000382 | 2 | [5 empty] | Closed in Ground | Other | 30000 | Bare Steel | 1968-04-04 | Bare Steel
9000382 | 3 | [5 empty] | Closed in Ground | Other | 30000 | Bare Steel | 1968-04-04 | Bare Steel
9000382 | 4 | [5 empty] | Removed from Ground | Gas (Historical Use) | 3000 | Bare Steel | 1967-04-12 | Bare Steel
9000382 | 5 | [5 empty] | Removed from Ground | Empty | 2000 | Bare Steel | 1961-04-13 | Bare Steel
9000387 | 1 | [5 empty] | Removed from Ground | Gas (Historical Use) | 10000 | Bare Steel | 1972-05-05 | Galvanized Steel
9000387 | 2 | [5 empty] | Removed from Ground | Gas (Historical Use) | 10000 | Bare Steel | 1972-05-05 | Galvanized Steel
9000387 | 3 | [5 empty] | Removed from Ground | Gas (Historical Use) | 10000 | Bare Steel | 1972-05-05 | Galvanized Steel
9000387 | 4 | [5 empty] | Removed from Ground | Diesel | 10000 | Bare Steel | 1980-01-01 | Galvanized Steel
9000387 | 5 | Ball Float | 1989-01-01 | no | 1989-01-01 | no | Currently in Use | Regular | 10000 | Fiberglass | 1989-01-01 | Fiberglass Reinforced Plastic | Pressurized
9000387 | 6 | Ball Float | 1989-01-01 | no | 1989-01-01 | no | Currently in Use | Premium | 10000 | Fiberglass | 1989-01-01 | Fiberglass Reinforced Plastic | Pressurized
9000387 | 7 | Ball Float | 1989-01-01 | no | 1989-01-01 | no | Currently in Use | Diesel | 10000 | Fiberglass | 1989-01-01 | Fiberglass Reinforced Plastic | Pressurized
9000390 | 1 | [5 empty] | Removed from Ground | Other | 1 | Not Marked/Unknown |  | Not Marked
9000392 | 1 |  | 1995-08-01 |  | 1995-08-01 |  | Removed from Ground | Gas (Historical Use) | 10000 | Cathodically Protected Steel | 1980-03-27 | Cathodically Protected | Pressurized
9000392 | 10A | Ball Float | 2004-07-14 | no | 2004-07-14 | no | Currently in Use | Gas (Historical Use) | 12000 | Composite Double Walled | 2004-07-14 | Double-Walled Flex | Pressurized
9000392 | 10B | Ball Float | 2004-07-14 | no | 2004-07-14 | no | Currently in Use | Diesel | 8000 | Composite Double Walled | 2004-07-14 | Double-Walled Flex | Pressurized
9000392 | 11 | Ball Float | 2004-07-14 | no | 2004-07-14 | no | Currently in Use | Diesel | 25000 | Composite Double Walled | 2004-07-14 | Double-Walled Flex | Pressurized
9000392 | 2 |  | 1998-08-01 |  | 1995-08-01 |  | Removed from Ground | Gas (Historical Use) | 10000 | Cathodically Protected Steel | 1980-03-27 | Cathodically Protected | Pressurized
9000392 | 3 | [5 empty] | Removed from Ground | Gas (Historical Use) | 20000 | Bare Steel | 1980-03-27 | Galvanized Steel
9000392 | 4 | [5 empty] | Removed from Ground | Diesel | 10000 | Steel-Impressed Current | 1987-11-01 | Galvanized Steel
9000392 | 5 |  | 1995-08-01 |  | 1995-08-01 |  | Removed from Ground | Gas (Historical Use) | 4000 | Cathodically Protected Steel | 1988-03-29 | Cathodically Protected | Pressurized
9000392 | 6 |  | 1995-08-01 |  | 1995-08-01 |  | Removed from Ground | Kerosene | 2000 | Cathodically Protected Steel | 1988-03-29 | Fiberglass Reinforced Plastic | Pressurized
9000392 | 7 |  | 1995-08-01 |  | 1995-08-01 |  | Removed from Ground | Diesel | 20000 | Composite | 1990-02-28 | Cathodically Protected | Pressurized
9000392 | 8 |  | 1995-08-01 |  | 1995-08-01 |  | Removed from Ground | Diesel | 20000 | Composite | 1990-02-28 | Double Walled | Pressurized
9000392 | 9 | Ball Float | 2004-07-14 | no | 2004-07-14 | no | Currently in Use | Gas (Historical Use) | 20000 | Composite Double Walled | 2004-07-14 | Double-Walled Flex | Pressurized
9000393 | 1 | [5 empty] | Removed from Ground | Gas (Historical Use) | 10000 | Bare Steel | 1976-05-04 | Galvanized Steel
9000393 | 2 | [5 empty] | Removed from Ground | Gas (Historical Use) | 10000 | Bare Steel | 1976-05-04 | Galvanized Steel
9000393 | 3 | [5 empty] | Removed from Ground | Diesel | 10000 | Bare Steel | 1976-05-04 | Galvanized Steel
9000393 | 4 | [5 empty] | Removed from Ground | Gas (Historical Use) | 12000 | Bare Steel | 1976-05-04 | Galvanized Steel
9000393 | 5 | Ball Float | 1990-01-01 |  | 1990-01-01 |  | Currently in Use | Gas (Historical Use) | 10000 | Fiberglass | 1990-01-11 | Fiberglass Reinforced Plastic | Pressurized
9000393 | 6 | Ball Float | 1990-01-01 |  | 1990-01-01 |  | Currently in Use | Gas (Historical Use) | 10000 | Fiberglass | 1990-01-11 | Fiberglass Reinforced Plastic | Pressurized
9000393 | 7 | Ball Float | 1990-01-01 |  | 1990-01-01 |  | Currently in Use | Diesel | 10000 | Fiberglass | 1990-01-11 | Fiberglass Reinforced Plastic | Pressurized
9000395 | 1 | [5 empty] | Removed from Ground | Diesel | 8000 | Bare Steel | 1982-01-01 | Galvanized Steel | Suction (American)
9000395 | 2 | [5 empty] | Removed from Ground | Gas (Historical Use) | 10000 | Bare Steel | 1982-01-01 | Galvanized Steel | Suction (American)
9000395 | 3 |  | 1998-05-10 |  | 1998-05-10 |  | Currently in Use | Gas (Historical Use) | 10000 | Composite | 1998-05-08 | Double Walled | Pressurized
9000395 | 4 |  | 1998-05-10 |  | 1998-05-10 |  | Currently in Use | Diesel | 10000 | Composite | 1998-05-08 | Double Walled | Pressurized
9000395 | 5 | [5 empty] | Removed from Ground | Gas (Historical Use) | 250 | Not Marked/Unknown |  | Not Marked
9000396 | 1 | Ball Float | 1993-06-01 |  | 1993-06-01 |  | Temporarily out of use | Gas (Historical Use) | 12000 | Fiberglass | 1988-07-24 | Flex | Pressurized
9000396 | 10 |  | 2017-02-01 | no | 2017-02-01 | no | Currently in Use | Gas (Historical Use) | 20000 | Fiberglass Double Walled | 2016-10-01 | Double-Walled Fiberglass | Pressurized
9000396 | 11A |  | 2017-02-01 | no | 2017-02-01 | no | Currently in Use | Gas (Historical Use) | 10000 | Fiberglass Double Walled | 2016-10-01 | Double-Walled Fiberglass | Pressurized
9000396 | 11B |  | 2017-02-01 | no | 2017-02-01 | no | Currently in Use | Diesel | 9500 | Fiberglass Double Walled | 2016-10-01 | Double-Walled Fiberglass | Pressurized
9000396 | 12 |  | 2017-02-01 | no | 2017-02-01 | no | Currently in Use | Diesel | 12000 | Fiberglass Double Walled | 2016-10-01 | Fiberglass Reinforced Plastic | Pressurized
9000396 | 2 | Ball Float | 1993-06-01 |  | 1993-06-01 |  | Temporarily out of use | Gas (Historical Use) | 12000 | Fiberglass | 1989-01-01 | Flex | Pressurized
9000396 | 3 | Ball Float | 1993-06-01 |  | 1993-06-01 |  | Temporarily out of use | Gas (Historical Use) | 12000 | Fiberglass | 1988-07-24 | Flex | Pressurized
9000396 | 4 | Ball Float | 1993-06-01 |  | 1993-06-01 |  | Temporarily out of use | Diesel | 12000 | Fiberglass | 1988-07-24 | Fiberglass Reinforced Plastic | Pressurized
9000396 | 5 | Ball Float | 1993-06-01 |  | 1993-06-01 |  | Temporarily out of use | Diesel | 12000 | Fiberglass | 1988-07-24 | Fiberglass Reinforced Plastic | Pressurized
9000396 | 6 | Ball Float | 1993-06-01 |  | 1993-06-01 |  | Temporarily out of use | Diesel | 12000 | Fiberglass | 1988-07-24 | Fiberglass Reinforced Plastic | Pressurized
9000396 | 7 | Ball Float | 1993-06-01 |  | 1993-06-01 |  | Temporarily out of use | Diesel | 12000 | Fiberglass | 1988-07-24 | Fiberglass Reinforced Plastic | Pressurized
9000396 | 8 | Ball Float | 1993-06-01 |  | 1993-06-01 |  | Temporarily out of use | Gas (Historical Use) | 12000 | Fiberglass | 1988-07-24 | Flex | Pressurized
9000396 | 9 |  | 2017-02-01 | no | 2017-02-01 | no | Currently in Use | Gas (Historical Use) | 20000 | Fiberglass Double Walled | 2016-10-01 | Double-Walled Fiberglass | Pressurized
9000397 | 1 | [5 empty] | Removed from Ground | Gas (Historical Use) | 6000 | Not Marked/Unknown | 1978-01-01 | Not Marked
9000397 | 10 | Ball Float | 2008-11-15 | no | 2008-11-15 | no | Currently in Use | Gas (Historical Use) | 20000 | Fiberglass Double Walled | 2008-11-15 | Double-Walled Fiberglass | Pressurized
9000397 | 11A |  |  | no |  | no | Currently in Use | Diesel | 12000 | Fiberglass Double Walled | 2017-03-24 | Double-Walled Flex | Pressurized
9000397 | 2 | [5 empty] | Removed from Ground | Diesel | 6000 | Not Marked/Unknown | 1978-01-01 | Not Marked
9000397 | 3 | [5 empty] | Removed from Ground | Gas (Historical Use) | 6000 | Not Marked/Unknown | 1978-01-01 | Not Marked
9000397 | 4 |  | 1998-08-05 |  | 1998-08-05 |  | Removed from Ground | Gas (Historical Use) | 12000 | Fiberglass | 1990-01-01 | Copper | Pressurized
9000397 | 5 |  | 1998-08-05 |  | 1998-08-05 |  | Removed from Ground | Gas (Historical Use) | 12000 | Fiberglass | 1990-01-01 | Copper | Pressurized
9000397 | 6 |  | 1998-08-05 |  | 1998-08-05 |  | Removed from Ground | Gas (Historical Use) | 12000 | Fiberglass | 1990-01-01 | Copper | Pressurized
9000397 | 7 |  | 1998-08-05 |  | 1998-08-05 |  | Closed in Ground | Gas (Historical Use) | 12000 | Fiberglass | 1990-01-08 | Copper | Pressurized
9000397 | 8 | Ball Float | 2008-11-15 | no | 2008-11-15 | no | Currently in Use | Gas (Historical Use) | 20000 | Fiberglass Double Walled | 2008-11-15 | Double-Walled Fiberglass | Pressurized
9000397 | 9 | Ball Float | 2008-11-15 | no | 2008-11-15 | no | Currently in Use | Gas (Historical Use) | 12000 | Fiberglass Double Walled | 2008-11-15 | Double-Walled Fiberglass | Pressurized
9000404 | REG-1 | [5 empty] | Removed from Ground | Gas (Historical Use) | 1000 | Bare Steel | 1961-04-27 | Galvanized Steel
9000404 | REG-2 | [5 empty] | Removed from Ground | Gas (Historical Use) | 1000 | Bare Steel | 1961-04-27 | Galvanized Steel
9000404 | UNL-1 | [5 empty] | Removed from Ground | Gas (Historical Use) | 500 | Bare Steel | 1961-04-27 | Galvanized Steel
9000404 | UNL-2 |  | 1989-12-15 |  | 1989-12-15 |  | Currently in Use | Gas (Historical Use) | 2000 | Composite | 1989-12-15 | Fiberglass Reinforced Plastic | Suction (American)
9000405 | 1 | [5 empty] | Removed from Ground | Gas (Historical Use) | 10000 | Fiberglass | 1981-05-06 | Fiberglass Reinforced Plastic
9000405 | 2 | [5 empty] | Removed from Ground | Gas (Historical Use) | 10000 | Fiberglass | 1981-05-06 | Fiberglass Reinforced Plastic
9000405 | 3 | [5 empty] | Removed from Ground | Gas (Historical Use) | 10000 | Fiberglass | 1981-05-06 | Fiberglass Reinforced Plastic
9000405 | 4 |  |  | yes |  | yes | Removed from Ground | Used Oil | 1000 | Fiberglass | 1981-05-06 | Fiberglass Reinforced Plastic
9000406 | 1 | [5 empty] | Removed from Ground | Gas (Historical Use) | 5000 | Cathodically Protected Steel | 1969-04-27 | Galvanized Steel
9000406 | 2 | [5 empty] | Removed from Ground | Gas (Historical Use) | 10000 | Cathodically Protected Steel | 1969-04-27 | Galvanized Steel
9000406 | 3 | [5 empty] | Removed from Ground | Gas (Historical Use) | 10000 | Cathodically Protected Steel | 1969-04-27 | Galvanized Steel
9000406 | 4 |  |  | yes |  | yes | Removed from Ground | Used Oil | 550 | Cathodically Protected Steel | 1969-04-27 | Galvanized Steel
9000407 | 1 | Flapper Valve | 1994-11-01 | no | 1994-11-01 | no | Currently in Use | Regular | 12000 | Steel-Impressed Current | 1984-03-17 | Fiberglass Reinforced Plastic | Pressurized
9000407 | 2 | Flapper Valve | 1994-11-01 | no | 1994-11-01 | no | Currently in Use | Premium | 12000 | Steel-Impressed Current | 1984-03-17 | Fiberglass Reinforced Plastic | Pressurized
9000407 | 3 | Flapper Valve | 1994-11-01 | no | 1994-11-01 | no | Currently in Use | Regular | 8000 | Steel-Impressed Current | 1984-03-17 | Fiberglass Reinforced Plastic | Pressurized
9000407 | 4 | Flapper Valve | 1994-11-01 | no | 1994-11-01 | no | Currently in Use | Diesel | 8000 | Steel-Impressed Current | 1984-03-17 | Fiberglass Reinforced Plastic | Pressurized
9000407 | 5 | Flapper Valve | 1994-11-01 | no | 1994-11-01 | no | Currently in Use | Kerosene | 2000 | Steel-Impressed Current | 1984-03-17 | Fiberglass Reinforced Plastic | Safe Suction (Euro)
9000410 | 1 |  |  | yes |  | yes | Removed from Ground | Used Oil | 550 | Bare Steel | 1963-04-28 | Galvanized Steel
9000410 | 2 | [5 empty] | Removed from Ground | Other | 750 | Bare Steel | 1974-04-25 | Galvanized Steel
9000410 | 3 | [5 empty] | Removed from Ground | Diesel | 750 | Bare Steel | 1974-04-25 | Galvanized Steel
9000410 | 4 |  |  | yes |  | yes | Removed from Ground | Used Oil | 1000 | Bare Steel | 1973-01-01 | Galvanized Steel
9000410 | 5 |  |  | no |  | no | Closed in Ground | Not Marked/Tank Removed | 0 | Unknown |  | Unknown
9000410 | 6 |  |  | no |  | no | Closed in Ground | Not Marked/Tank Removed | 0 | Unknown |  | Unknown
9000411 | 92 |  | 1991-01-01 |  | 1991-01-01 |  | Removed from Ground | Gas (Historical Use) | 1003 | Bare Steel | 1983-01-01 | Galvanized Steel | Suction (American)
9000411 | 93 | Flapper Valve | 1991-01-01 | no | 1991-01-01 | no | Currently in Use | E-10 | 5830 | Fiberglass | 1971-01-01 | Fiberglass Reinforced Plastic | Pressurized
9000411 | 94 | Flapper Valve | 1991-01-01 | no | 1991-01-01 | no | Currently in Use | E-10 | 5830 | Fiberglass | 1971-01-01 | Fiberglass Reinforced Plastic | Pressurized
9000411 | 95 | Flapper Valve | 1991-01-01 | no | 1991-01-01 | no | Currently in Use | Diesel | 5830 | Fiberglass | 1971-01-01 | Fiberglass Reinforced Plastic | Pressurized
9000411 | 96 | Flapper Valve | 1991-01-01 | no | 1991-01-01 | no | Currently in Use | Diesel | 5830 | Fiberglass | 1971-01-01 | Fiberglass Reinforced Plastic | Pressurized
9000411 | 119 | Flapper Valve | 1995-06-15 | no | 1995-06-15 | no | Currently in Use | Premium | 6000 | Epoxy | 1995-06-15 | Fiberglass Reinforced Plastic | Pressurized
9000411 | 6 |  |  | yes |  | yes | Removed from Ground | Used Oil | 550 | Bare Steel | 1989-09-25 | Unknown | Gravity Fed
9000412 | 50 | [5 empty] | Removed from Ground | Diesel | 800 | Bare Steel | 1975-01-01 | Galvanized Steel
9000412 | 61 | [5 empty] | Removed from Ground | Gas (Historical Use) | 1000 | Bare Steel | 1966-04-09 | Bare Steel
9000412 | 62 | [5 empty] | Removed from Ground | Gas (Historical Use) | 2000 | Bare Steel | 1948-01-01 | Galvanized Steel
9000412 | 82 | [5 empty] | Removed from Ground | Gas (Historical Use) | 1000 | Bare Steel | 1948-04-09 | Bare Steel
9000412 | 83 | [5 empty] | Removed from Ground | Gas (Historical Use) | 3000 | Bare Steel | 1976-04-09 | Bare Steel
9000413 | 1 | [5 empty] | Removed from Ground | Diesel | 10000 | Bare Steel | 1975-01-01 | Galvanized Steel
9000413 | 2 | [5 empty] | Removed from Ground | Diesel | 10000 | Fiberglass | 1975-01-01 | Fiberglass Reinforced Plastic
9000413 | 3 |  |  | yes |  | yes | Removed from Ground | Used Oil | 600 | Bare Steel | 1975-01-01 | Galvanized Steel
9000415 | 1 | [5 empty] | Removed from Ground | Gas (Historical Use) | 10000 | Bare Steel | 1982-05-03 | Galvanized Steel
9000415 | 10 |  |  | yes |  | yes | Removed from Ground | Used Oil | 1000 | Not Marked/Unknown |  | Not Marked
9000415 | 2 | [5 empty] | Removed from Ground | Gas (Historical Use) | 10000 | Bare Steel | 1982-05-03 | Galvanized Steel
9000415 | 3 | [5 empty] | Removed from Ground | Diesel | 10000 | Bare Steel | 1982-05-03 | Galvanized Steel
9000415 | 4 | [5 empty] | Removed from Ground | Gas (Historical Use) | 10000 | Bare Steel | 1982-05-03 | Galvanized Steel
9000415 | 5 | [5 empty] | Removed from Ground | Gas (Historical Use) | 10000 | Bare Steel | 1982-05-03 | Galvanized Steel
9000415 | 6 | [5 empty] | Removed from Ground | Gas (Historical Use) | 10000 | Bare Steel | 1982-05-03 | Galvanized Steel
9000415 | 7 | Ball Float | 1993-03-01 | no | 1993-03-01 | no | Currently in Use | Regular | 10000 | Fiberglass | 1989-12-04 | Double-Walled Fiberglass | Pressurized
9000415 | 8 | Ball Float | 1993-03-01 | no | 1993-03-01 | no | Currently in Use | Premium | 10000 | Fiberglass | 1989-12-04 | Double-Walled Fiberglass | Pressurized
9000415 | 9 | Ball Float | 1993-03-01 | no | 1993-03-01 | no | Currently in Use | Diesel | 10000 | Fiberglass | 1989-12-04 | Double-Walled Fiberglass | Pressurized
9000416 | 1 | [5 empty] | Removed from Ground | Diesel | 6000 | Bare Steel | 1980-05-03 | Galvanized Steel
9000416 | 10 |  |  | yes |  | yes | Removed from Ground | Used Oil | 1000 | Not Marked/Unknown |  | Not Marked
9000416 | 2 | [5 empty] | Removed from Ground | Gas (Historical Use) | 6000 | Bare Steel | 1966-05-07 | Galvanized Steel
9000416 | 3 | [5 empty] | Removed from Ground | Gas (Historical Use) | 6000 | Bare Steel | 1966-05-07 | Galvanized Steel
9000416 | 4 | [5 empty] | Removed from Ground | Gas (Historical Use) | 6000 | Bare Steel | 1966-05-07 | Galvanized Steel
9000416 | 5 | [5 empty] | Removed from Ground | Gas (Historical Use) | 10000 | Bare Steel | 1966-05-07 | Galvanized Steel
9000416 | 6 | [5 empty] | Removed from Ground | Gas (Historical Use) | 10000 | Not Marked/Unknown |  | Not Marked
9000416 | 7 | [5 empty] | Removed from Ground | Gas (Historical Use) | 10000 | Not Marked/Unknown |  | Not Marked
9000416 | 8 | [5 empty] | Removed from Ground | Gas (Historical Use) | 10000 | Not Marked/Unknown |  | Not Marked
9000416 | 9 | [5 empty] | Removed from Ground | Diesel | 10000 | Not Marked/Unknown |  | Not Marked
9000418 | 1 | [5 empty] | Removed from Ground | Diesel | 12000 | Marked Unknown | 1976-05-09 | Unknown
9000418 | 2 | [5 empty] | Removed from Ground | Diesel | 12000 | Marked Unknown | 1976-05-09 | Galvanized Steel
9000418 | 3 | [5 empty] | Removed from Ground | Other | 10000 | Marked Unknown | 1976-05-09 | Unknown
9000418 | 4 | [5 empty] | Removed from Ground | Other | 1000 | Marked Unknown | 1976-01-01 | Unknown
9000418 | 5 |  |  | yes |  | yes | Removed from Ground | Used Oil | 500 | Marked Unknown | 1976-01-01 | Unknown
9000420 | 1 | Ball Float | 2001-08-08 | no | 2001-08-08 | no | Currently in Use | Regular | 8000 | Galvanic (STIP-3) | 2000-10-27 | Fiberglass Reinforced Plastic | Pressurized
9000420 | 2 | Ball Float | 2001-08-08 | no | 2001-08-08 | no | Currently in Use | Premium | 8000 | Galvanic (STIP-3) | 2000-10-27 | Fiberglass Reinforced Plastic | Pressurized
9000420 | 3 | Ball Float | 2001-08-08 | no | 2001-08-08 | no | Currently in Use | Diesel | 8000 | Galvanic (STIP-3) | 2000-10-27 | Fiberglass Reinforced Plastic | Pressurized
9000420 | 4 | [5 empty] | Permanently Out of Use - historical purposes | Diesel | 6000 | Bare Steel | 1959-02-07 | Galvanized Steel
9000420 | 5 | [5 empty] | Permanently Out of Use - historical purposes | Gas (Historical Use) | 6000 | Bare Steel | 1959-02-07 | Galvanized Steel
9000420 | 6 | Ball Float |  |  |  |  | Permanently Out of Use - historical purposes | Gas (Historical Use) | 6000 | Bare Steel | 1973-02-06 | Galvanized Steel
9000423 | 1 |  | 1997-06-20 |  | 1997-06-20 |  | Removed from Ground | Gas (Historical Use) | 4000 | Galvanic (STIP-3) | 1988-08-01 | Fiberglass Reinforced Plastic | Suction (American)
9000423 | 2 |  | 1997-06-20 |  | 1997-06-20 |  | Removed from Ground | Diesel | 4000 | Galvanic (STIP-3) | 1988-08-01 | Fiberglass Reinforced Plastic | Suction (American)
9000423 | 3 |  | 1997-06-20 |  | 1997-06-20 |  | Removed from Ground | Gas (Historical Use) | 4000 | Galvanic (STIP-3) | 1988-08-01 | Fiberglass Reinforced Plastic | Suction (American)
9000424 | 2 | [5 empty] | Closed in Ground | Diesel | 20000 | Bare Steel | 1975-01-01 | Copper
9000424 | 3 | [5 empty] | Removed from Ground | Diesel | 20000 | Cathodically Protected Steel | 1979-01-01 | Bare Steel
9000424 | 4 | [5 empty] | Removed from Ground | Diesel | 10000 | Cathodically Protected Steel | 1979-01-01 | Copper
9000424 | 5 | [5 empty] | Removed from Ground | Diesel | 2000 | Cathodically Protected Steel | 1986-11-30 | Bare Steel
9000425 | 1 | [5 empty] | Removed from Ground | Gas (Historical Use) | 10000 | Bare Steel | 1973-05-05 | Galvanized Steel
9000425 | 2 | [5 empty] | Removed from Ground | Gas (Historical Use) | 10000 | Bare Steel | 1973-05-05 | Galvanized Steel
9000425 | 3 | [5 empty] | Removed from Ground | Gas (Historical Use) | 10000 | Bare Steel | 1973-05-05 | Galvanized Steel
9000426 | 1 | [5 empty] | Removed from Ground | Gas (Historical Use) | 0 | Not Marked/Unknown |  | Not Marked
9000432 | 1 | [5 empty] | Removed from Ground | Gas (Historical Use) | 5000 | Bare Steel | 1971-04-27 | Galvanized Steel
9000432 | 2 | [5 empty] | Removed from Ground | Gas (Historical Use) | 10000 | Bare Steel | 1971-04-27 | Galvanized Steel
9000432 | 3 | [5 empty] | Removed from Ground | Gas (Historical Use) | 10000 | Bare Steel | 1971-04-27 | Galvanized Steel
9000432 | 4 |  |  | yes |  | yes | Removed from Ground | Used Oil | 560 | Bare Steel | 1971-04-27 | Galvanized Steel
9000433 | 13311 |  | 1989-11-30 |  | 1989-11-30 |  | Removed from Ground | Gas (Historical Use) | 1000 | Galvanic (STIP-3) | 1989-11-30 | Cathodically Protected | Safe Suction (Euro)
9000433 | 2 | [5 empty] | Removed from Ground | Hazardous Substance | 6000 | Bare Steel | 1971-01-01 | Bare Steel
9000433 | 3 | [5 empty] | Removed from Ground | Gas (Historical Use) | 1000 | Bare Steel | 1971-01-01 | Bare Steel
9000435 | 1 | [5 empty] | Removed from Ground | Diesel | 10000 | Bare Steel | 1974-01-01 | Unknown
9000435 | 2 | [5 empty] | Removed from Ground | Gas (Historical Use) | 4000 | Bare Steel | 1974-01-01 | Unknown
9000435 | 3 |  | 1990-04-15 |  | 1990-04-15 |  | Removed from Ground | Diesel | 10000 | Tank Jacket | 1990-04-15 | Fiberglass Reinforced Plastic | Pressurized
9000435 | 4 |  | 1990-04-15 |  | 1990-04-15 |  | Removed from Ground | Gas (Historical Use) | 4000 | Tank Jacket | 1990-04-15 | Fiberglass Reinforced Plastic | Pressurized
9000437 | 1 | Ball Float | 1992-09-01 |  | 1992-09-01 |  | Currently in Use | E-85 | 4000 | Steel-Impressed Current | 1985-03-17 | Fiberglass Reinforced Plastic | Pressurized
9000437 | 2 | Ball Float | 1992-09-01 |  | 1992-09-01 |  | Currently in Use | Diesel | 20000 | Steel-Impressed Current | 1985-03-17 | Fiberglass Reinforced Plastic | Pressurized
9000437 | 3 | Ball Float | 1992-09-01 |  | 1992-09-01 |  | Currently in Use | Gas (Historical Use) | 8000 | Steel-Impressed Current | 1985-03-17 | Fiberglass Reinforced Plastic | Pressurized
9000437 | 4 | Ball Float | 1992-09-01 |  | 1992-09-01 |  | Currently in Use | Gas (Historical Use) | 10000 | Steel-Impressed Current | 1985-03-17 | Fiberglass Reinforced Plastic | Pressurized
9000437 | 5 | Ball Float | 1992-09-01 |  | 1992-09-01 |  | Currently in Use | Gas (Historical Use) | 10000 | Steel-Impressed Current | 1985-03-17 | Fiberglass Reinforced Plastic | Pressurized
9000438 | 1 | [5 empty] | Removed from Ground | Empty | 10000 | Bare Steel | 1976-05-01 | Galvanized Steel
9000438 | 2 | [5 empty] | Removed from Ground | Empty | 10000 | Bare Steel | 1976-05-01 | Galvanized Steel
9000438 | 3 | [5 empty] | Removed from Ground | Empty | 10000 | Bare Steel | 1976-05-01 | Galvanized Steel
9000438 | 4 | [5 empty] | Removed from Ground | Empty | 10000 | Bare Steel | 1976-05-01 | Galvanized Steel
9000438 | 5 | [5 empty] | Removed from Ground | Gas (Historical Use) | 10000 | Fiberglass | 1989-08-01 | Fiberglass Reinforced Plastic
9000438 | 6 | [5 empty] | Removed from Ground | Gas (Historical Use) | 10000 | Fiberglass | 1989-08-01 | Fiberglass Reinforced Plastic
9000438 | 7 | [5 empty] | Removed from Ground | Gas (Historical Use) | 10000 | Fiberglass | 1989-08-01 | Fiberglass Reinforced Plastic
9000438 | 8 | [5 empty] | Removed from Ground | Diesel | 10000 | Fiberglass | 1989-08-01 | Fiberglass Reinforced Plastic
9000441 | 1 | [5 empty] | Removed from Ground | Gas (Historical Use) | 2000 | Bare Steel | 1981-05-09 | Unknown
9000441 | 2 | [5 empty] | Removed from Ground | Diesel | 3000 | Bare Steel | 1981-05-09 | Unknown
9000441 | 3 |  |  | yes |  | yes | Removed from Ground | Used Oil | 500 | Bare Steel | 1981-05-09 | Unknown
9000442 | 1 | [5 empty] | Removed from Ground | Other | 10000 | Bare Steel | 1964-01-01 | Galvanized Steel
9000442 | 2 | [5 empty] | Removed from Ground | Diesel | 6000 | Bare Steel | 1964-01-01 | Galvanized Steel
9000442 | 3 | [5 empty] | Removed from Ground | Diesel | 10000 | Bare Steel | 1964-01-01 | Galvanized Steel
9000442 | 4 |  |  | yes |  | yes | Removed from Ground | Used Oil | 500 | Bare Steel | 1964-01-01 | Galvanized Steel
9000444 | 1 | [5 empty] | Removed from Ground | Diesel | 10000 | Bare Steel | 1971-04-04 | Unknown
9000444 | 10 | [5 empty] | Closed in Ground | Other | 2500 | Not Marked/Unknown | 1994-05-01 | Not Marked
9000444 | 2 | [5 empty] | Closed in Ground | Gas (Historical Use) | 10000 | Bare Steel | 1971-04-04 | Unknown
9000444 | 3 | [5 empty] | Removed from Ground | Diesel | 10000 | Bare Steel | 1971-04-04 | Unknown
9000444 | 4 |  |  | yes |  | yes | Removed from Ground | Used Oil | 1000 | Bare Steel | 1971-04-04 | Unknown | Gravity Fed
9000444 | 5 |  |  | yes |  | yes | Removed from Ground | Used Oil | 550 | Bare Steel | 1971-04-04 | Bare Steel
9000444 | 6 | Flapper Valve | 1989-01-01 |  | 1989-01-01 |  | Currently in Use | Diesel | 15000 | Fiberglass Double Walled | 1989-01-01 | Double-Walled Fiberglass | Pressurized
9000444 | 7 | Flapper Valve | 1996-12-01 |  | 1996-12-01 |  | Currently in Use | Diesel | 10000 | Fiberglass Double Walled | 1989-01-01 | Double-Walled Fiberglass | Pressurized
9000444 | 8 |  | 1989-01-01 | yes | 1989-01-01 | yes | Temporarily out of use | Used Oil | 2500 | Fiberglass Double Walled | 2016-08-23 | Bare Steel
9000444 | 9 |  | 1996-12-01 |  | 1996-12-01 |  | Removed from Ground | New Oil | 4000 | Cathodically Protected Steel | 1987-01-01 | Aboveground | Suction (American)
9000445 | 1 |  | 1998-09-01 |  | 1998-09-01 |  | Currently in Use | Gas (Historical Use) | 10000 | Fiberglass | 1983-05-03 | Fiberglass Reinforced Plastic
9000445 | 2 |  | 1998-09-01 |  | 1998-09-01 |  | Currently in Use | Gas (Historical Use) | 10000 | Fiberglass | 1983-05-03 | Fiberglass Reinforced Plastic
9000445 | 3 |  | 1998-09-01 |  | 1998-09-01 |  | Currently in Use | Gas (Historical Use) | 10000 | Fiberglass | 1983-05-03 | Fiberglass Reinforced Plastic
9000445 | 4 |  | 1998-09-01 |  | 1998-09-01 |  | Currently in Use | Gas (Historical Use) | 10000 | Fiberglass | 1983-05-03 | Fiberglass Reinforced Plastic
9000446 | 1 | [5 empty] | Removed from Ground | Gas (Historical Use) | 10000 | Bare Steel | 1969-01-05 | Fiberglass Reinforced Plastic
9000446 | 2 | [5 empty] | Removed from Ground | Gas (Historical Use) | 10000 | Bare Steel | 1969-01-05 | Fiberglass Reinforced Plastic
9000446 | 3 | [5 empty] | Removed from Ground | Gas (Historical Use) | 5000 | Bare Steel | 1969-01-05 | Fiberglass Reinforced Plastic
9000446 | 4 |  |  | yes |  | yes | Removed from Ground | Used Oil | 550 | Bare Steel | 1969-01-05 | Galvanized Steel
9000449 | 1 | [5 empty] | Removed from Ground | Gas (Historical Use) | 10000 | Cathodically Protected Steel | 1970-04-27 | Galvanized Steel
9000449 | 2 | [5 empty] | Removed from Ground | Gas (Historical Use) | 10000 | Cathodically Protected Steel | 1970-04-27 | Galvanized Steel
9000449 | 3 | [5 empty] | Removed from Ground | Gas (Historical Use) | 5000 | Cathodically Protected Steel | 1970-04-27 | Galvanized Steel
9000449 | 4 |  |  | yes |  | yes | Removed from Ground | Used Oil | 550 | Cathodically Protected Steel | 1970-04-27 | Galvanized Steel
9000449 | 5 |  | 1998-10-28 |  | 1998-10-28 |  | Removed from Ground | Gas (Historical Use) | 8000 | Steel-Impressed Current | 1990-02-15 | Fiberglass Reinforced Plastic | Pressurized
9000449 | 6 |  | 1998-10-28 |  | 1998-10-28 |  | Removed from Ground | Gas (Historical Use) | 8000 | Steel-Impressed Current | 1983-01-01 | Fiberglass Reinforced Plastic | Pressurized
9000449 | 7 |  | 1998-10-28 |  | 1998-10-28 |  | Removed from Ground | Gas (Historical Use) | 8000 | Steel-Impressed Current | 1983-01-01 | Fiberglass Reinforced Plastic | Pressurized
9000449 | 8 |  | 2009-08-10 | yes | 1993-01-01 | yes | Removed from Ground | Used Oil | 550 | Steel-Impressed Current | 1990-02-15 | Fiberglass Reinforced Plastic | Gravity Fed
9000450 | 1 | Flapper Valve | 1995-01-01 | no | 1995-01-01 | no | Currently in Use | Regular | 8000 | Steel-Impressed Current | 1977-02-26
9000450 | 2 | Flapper Valve | 1995-01-01 | no | 1995-01-01 | no | Currently in Use | Premium | 6000 | Steel-Impressed Current | 1977-02-26 | Fiberglass Reinforced Plastic | Suction (American)
9000452 | 1 | [5 empty] | Removed from Ground | Gas (Historical Use) | 3000 | Bare Steel | 1952-05-01 | Fiberglass Reinforced Plastic | Safe Suction (Euro)
9000452 | 2 | [5 empty] | Removed from Ground | Gas (Historical Use) | 3000 | Bare Steel | 1952-05-01 | Fiberglass Reinforced Plastic | Safe Suction (Euro)
9000452 | 3 | [5 empty] | Removed from Ground | Gas (Historical Use) | 3000 | Bare Steel | 1952-05-01 | Fiberglass Reinforced Plastic | Safe Suction (Euro)
9000452 | 4 |  |  | yes |  | yes | Removed from Ground | Used Oil | 550 | Bare Steel | 1952-05-01 | Bare Steel
9000452 | 5 |  |  | yes |  | yes | Removed from Ground | Used Oil | 550 | Bare Steel | 1952-05-01 | Bare Steel
9000452 | 6 | [5 empty] | Removed from Ground | Gas (Historical Use) | 550 | Bare Steel | 1993-03-30 | Bare Steel | Safe Suction (Euro)
9000452 | 7 | [5 empty] | Removed from Ground | Gas (Historical Use) | 550 | Bare Steel | 1993-03-30 | Bare Steel | Safe Suction (Euro)
9000452 | 8 | [5 empty] | Removed from Ground | Gas (Historical Use) | 550 | Bare Steel | 1993-03-30 | Bare Steel | Safe Suction (Euro)
9000453 | 1 | [5 empty] | Removed from Ground | Diesel | 20000 | Fiberglass | 1989-01-01 | Fiberglass Reinforced Plastic | Pressurized
9000453 | 2 | [5 empty] | Removed from Ground | Diesel | 20000 | Fiberglass | 1989-01-01 | Fiberglass Reinforced Plastic | Pressurized
9000453 | 3 | [5 empty] | Removed from Ground | Other | 12000 | Fiberglass | 1989-01-01 | Fiberglass Reinforced Plastic | Pressurized
9000453 | 4 | [5 empty] | Removed from Ground | Gas (Historical Use) | 12000 | Fiberglass | 1989-01-01 | Fiberglass Reinforced Plastic | Pressurized
9000453 | 5 | [5 empty] | Removed from Ground | Gas (Historical Use) | 12000 | Fiberglass | 1989-01-01 | Fiberglass Reinforced Plastic | Pressurized
9000453 | 6 | [5 empty] | Removed from Ground | Gas (Historical Use) | 2000 | Fiberglass | 1989-01-01 | Fiberglass Reinforced Plastic | Pressurized
9000453 | 7 | [5 empty] | Removed from Ground | Kerosene | 2000 | Fiberglass | 1989-01-01 | Fiberglass Reinforced Plastic | Pressurized
9000454 | 1 | [5 empty] | Removed from Ground | Gas (Historical Use) | 8000 | Bare Steel | 1976-04-23 | Galvanized Steel | Pressurized
9000454 | 2 | [5 empty] | Removed from Ground | Gas (Historical Use) | 4000 | Bare Steel | 1976-04-23 | Galvanized Steel | Pressurized
9000454 | 3 | [5 empty] | Removed from Ground | Gas (Historical Use) | 8000 | Bare Steel | 1980-02-11 | Galvanized Steel | Pressurized
9000454 | 4 | [5 empty] | Removed from Ground | Gas (Historical Use) | 10000 | Bare Steel | 1987-02-09 | Galvanized Steel | Pressurized
9000454 | 5 |  | 1989-11-01 |  | 1989-11-01 |  | Currently in Use | Gas (Historical Use) | 20188 | Epoxy | 1989-11-01 | Fiberglass Reinforced Plastic | Pressurized
9000454 | 6 |  | 1989-11-01 |  | 1989-11-01 |  | Currently in Use | Gas (Historical Use) | 10152 | Epoxy | 1989-11-01 | Fiberglass Reinforced Plastic | Pressurized
9000454 | 7 |  | 1989-11-01 |  | 1989-11-01 |  | Currently in Use | Diesel | 10152 | Epoxy | 1989-11-01 | Fiberglass Reinforced Plastic | Pressurized
9000454 | A |  | 1989-01-01 |  | 1989-01-01 |  | Removed from Ground | Gas (Historical Use) | 10000 | Steel-Impressed Current | 1985-04-21 | Cathodically Protected | Pressurized
9000454 | B |  | 1989-01-01 |  | 1989-01-01 |  | Removed from Ground | Gas (Historical Use) | 10000 | Steel-Impressed Current | 1985-04-21 | Cathodically Protected | Pressurized
9000454 | C |  | 1989-01-01 |  | 1989-01-01 |  | Removed from Ground | Gas (Historical Use) | 10000 | Steel-Impressed Current | 1985-04-21 | Cathodically Protected | Pressurized
9000454 | D |  | 1989-01-01 |  | 1989-01-01 |  | Removed from Ground | Diesel | 10000 | Steel-Impressed Current | 1985-04-21 | Cathodically Protected | Pressurized
9000456 | 1 | [5 empty] | Removed from Ground | Gas (Historical Use) | 10700 | Bare Steel | 1961-05-13 | Galvanized Steel
9000456 | 2 | [5 empty] | Removed from Ground | Gas (Historical Use) | 10700 | Bare Steel | 1961-05-13 | Galvanized Steel
9000456 | 3 | [5 empty] | Removed from Ground | Diesel | 10000 | Bare Steel | 1961-05-13 | Galvanized Steel
9000456 | 4 |  |  | yes |  | yes | Removed from Ground | Used Oil | 1000 | Bare Steel | 1961-05-13 | Galvanized Steel
9000456 | 5 |  |  | yes |  | yes | Removed from Ground | Used Oil | 1000 | Bare Steel | 1961-05-13 | Galvanized Steel
9000456 | L213037 | Flapper Valve | 1990-04-06 |  | 1990-04-06 |  | Removed from Ground | Gas (Historical Use) | 20000 | Tank Jacket | 1990-04-06 | Double-Walled Fiberglass | Pressurized
9000456 | L295063 |  | 1994-02-28 | yes | 1994-02-28 | yes | Removed from Ground | Used Oil | 1000 | Tank Jacket | 1991-02-28 | Double-Walled Flex | Gravity Fed
9000456 | L514071 |  | 1999-01-22 |  | 1999-01-22 |  | Removed from Ground | Other | 4000 | Tank Jacket | 1999-01-12 | Double-Walled Flex | Safe Suction (Euro)
9000456 | L514072 |  | 1999-01-22 |  | 1999-01-22 |  | Removed from Ground | Other | 4000 | Tank Jacket | 1999-01-12 | Double-Walled Flex | Safe Suction (Euro)
9000456 | L514073 |  | 1999-01-22 |  | 1999-01-22 |  | Removed from Ground | Other | 4000 | Tank Jacket | 1999-01-12 | Double-Walled Flex | Safe Suction (Euro)
9000456 | L514078 |  | 1999-01-22 |  | 1999-01-22 |  | Removed from Ground | Other | 4000 | Tank Jacket | 1999-01-12 | Double-Walled Flex | Safe Suction (Euro)
9000457 | 1 | [5 empty] | Closed in Ground | Hazardous Substance | 500 | Bare Steel | 1956-05-14 | Galvanized Steel
9000457 | 2 | [5 empty] | Closed in Ground | Hazardous Substance | 500 | Bare Steel | 1956-05-14 | Galvanized Steel
9000457 | 3 | [5 empty] | Closed in Ground | Other | 500 | Bare Steel | 1956-05-14 | Galvanized Steel
9000458 | 2 | [5 empty] | Removed from Ground | Diesel | 14582 | Bare Steel | 1965-01-01 | Bare Steel
9000458 | G02 |  |  | yes |  | yes | Removed from Ground | Used Oil | 1000 | Bare Steel | 1965-01-01 | Bare Steel
9000458 | G03 | [5 empty] | Removed from Ground | Diesel | 1000 | Bare Steel | 1978-01-01 | Bare Steel
9000458 | G04 | [5 empty] | Removed from Ground | Diesel | 1000 | Bare Steel | 1978-01-01 | Bare Steel
9000460 | 1 |  | 1994-11-01 |  | 1994-11-01 |  | Removed from Ground | Kerosene | 4000 | Composite | 1987-03-16 | Fiberglass Reinforced Plastic | Pressurized
9000460 | 2 |  | 1994-11-01 |  | 1994-11-01 |  | Removed from Ground | Gas (Historical Use) | 10000 | Composite | 1987-03-16 | Fiberglass Reinforced Plastic | Pressurized
9000460 | 3 | Flapper Valve | 2014-10-01 | no | 2014-11-01 | no | Currently in Use | Regular | 20000 | Fiberglass Double Walled | 2014-08-01 | Double-Walled Fiberglass | Pressurized
9000460 | 317711 | Flapper Valve | 1994-11-01 |  | 1994-11-01 |  | Removed from Ground | E-85 | 4000 | Composite | 1987-03-16 | Fiberglass Reinforced Plastic | Pressurized
9000460 | 317716 | Ball Float | 1994-11-01 |  | 1994-11-01 |  | Removed from Ground | Gas (Historical Use) | 10000 | Composite | 1987-03-16 | Fiberglass Reinforced Plastic | Pressurized
9000460 | 317717 | Ball Float | 1994-11-01 |  | 1994-11-01 |  | Removed from Ground | Gas (Historical Use) | 10000 | Composite | 1987-03-16 | Fiberglass Reinforced Plastic | Pressurized
9000460 | 317877 | Ball Float | 1994-11-01 |  | 1994-11-01 |  | Removed from Ground | Gas (Historical Use) | 10000 | Composite | 1987-03-16 | Fiberglass Reinforced Plastic | Pressurized
9000460 | 317878 | Ball Float | 1994-11-01 |  | 1994-11-01 |  | Removed from Ground | Diesel | 8000 | Composite | 1987-03-16 | Fiberglass Reinforced Plastic | Pressurized
9000460 | 4 | Flapper Valve | 2014-10-01 | no | 2014-11-01 | no | Currently in Use | Plus | 20000 | Fiberglass Double Walled | 2014-08-01 | Double-Walled Fiberglass | Pressurized
9000460 | 5A | Flapper Valve | 2014-10-01 | no | 2014-11-01 | no | Currently in Use | Premium | 9500 | Fiberglass Double Walled | 2014-08-01 | Double-Walled Fiberglass | Pressurized
9000460 | 5B |  | 2014-10-01 | no | 2014-11-01 | no | Temporarily out of use | Other | 10000 | Fiberglass Double Walled | 2014-08-01 | Double-Walled Fiberglass | Pressurized
9000460 | 6 | Flapper Valve | 2014-10-01 | no | 2014-11-01 | no | Currently in Use | Diesel | 12000 | Fiberglass Double Walled | 2014-08-01 | Double-Walled Fiberglass | Pressurized
9000460 | A |  | 1994-11-01 |  | 1994-11-01 |  | Permanently Out Of Use | Gas (Historical Use) | 10000 | Fiberglass | 1987-03-16 | Fiberglass Reinforced Plastic | Pressurized
9000460 | B |  | 1994-11-01 |  | 1994-11-01 |  | Permanently Out Of Use | Gas (Historical Use) | 10000 | Fiberglass | 1987-03-16 | Fiberglass Reinforced Plastic | Pressurized
9000460 | C |  | 1994-11-01 |  | 1994-11-01 |  | Permanently Out Of Use | Gas (Historical Use) | 10000 | Fiberglass | 1987-03-16 | Fiberglass Reinforced Plastic | Pressurized
9000460 | D |  | 1994-11-01 |  | 1994-11-01 |  | Removed from Ground | Kerosene | 4000 | Fiberglass | 1987-03-16 | Fiberglass Reinforced Plastic | Pressurized
9000460 | E |  | 1994-11-01 |  | 1994-11-01 |  | Removed from Ground | Diesel | 8000 | Fiberglass | 1987-03-16 | Fiberglass Reinforced Plastic | Pressurized
9000464 | 1 | [5 empty] | Removed from Ground | Gas (Historical Use) | 5000 | Bare Steel | 1972-04-20 | Galvanized Steel
9000464 | 2 | [5 empty] | Removed from Ground | Gas (Historical Use) | 5000 | Bare Steel | 1972-04-20 | Galvanized Steel
9000464 | 3 | [5 empty] | Removed from Ground | Gas (Historical Use) | 5000 | Bare Steel | 1972-04-20 | Galvanized Steel
9000464 | 4 | [5 empty] | Removed from Ground | Gas (Historical Use) | 5000 | Bare Steel | 1972-04-20 | Galvanized Steel
9000464 | 5 | [5 empty] | Removed from Ground | Gas (Historical Use) | 5000 | Bare Steel | 1972-04-20 | Galvanized Steel
9000469 | 1 | [5 empty] | Removed from Ground | Gas (Historical Use) | 12000 | Bare Steel | 1965-02-25 | Unknown
9000469 | 2 | [5 empty] | Removed from Ground | Other | 6000 | Bare Steel | 1965-02-25 | Unknown
9000469 | 3 | [5 empty] | Removed from Ground | Other | 1000 | Bare Steel | 1965-02-25 | Unknown
9000469 | 4 | [5 empty] | Removed from Ground | Other | 1000 | Bare Steel | 1965-02-25 | Unknown
9000469 | 5 |  | 1990-01-10 |  | 1990-01-10 |  | Removed from Ground | Diesel | 12000 | Double Walled | 1990-01-10 | Fiberglass Reinforced Plastic
9000472 | 1 | [5 empty] | Removed from Ground | Gas (Historical Use) | 10000 | Bare Steel | 1975-03-25 | Bare Steel
9000472 | 2 | [5 empty] | Removed from Ground | Diesel | 10000 | Bare Steel | 1956-03-29 | Bare Steel
9000472 | 3 | [5 empty] | Removed from Ground | Gas (Historical Use) | 12000 | Fiberglass | 1975-03-25 | Fiberglass Reinforced Plastic
9000473 | 1 | [5 empty] | Removed from Ground | Gas (Historical Use) | 4000 | Marked Unknown | 2004-08-05 | Unknown
9000473 | 2 | [5 empty] | Removed from Ground | Gas (Historical Use) | 4000 | Marked Unknown | 2004-08-05 | Unknown
9000473 | 3 | [5 empty] | Removed from Ground | Gas (Historical Use) | 4000 | Marked Unknown | 2004-08-05 | Unknown
9000473 | 4 | [5 empty] | Removed from Ground | Kerosene | 500 | Marked Unknown | 2004-08-05 | Unknown
9000475 | 1 | Ball Float | 1990-04-22 | no | 1990-04-22 | no | Currently in Use | Diesel | 10000 | Galvanic (STIP-3) | 1990-04-22 | Fiberglass Reinforced Plastic | Pressurized
9000475 | 2 | Ball Float | 1990-04-22 | no | 1990-04-22 | no | Currently in Use | Premium | 10000 | Galvanic (STIP-3) | 1990-04-22 | Fiberglass Reinforced Plastic | Pressurized
9000475 | 3 | Ball Float | 1990-04-22 | no | 1990-04-22 | no | Currently in Use | Regular | 10000 | Galvanic (STIP-3) | 1990-04-22 | Fiberglass Reinforced Plastic | Pressurized
9000476 | 1 | [5 empty] | Removed from Ground | Other | 30000 | Bare Steel | 1966-03-08 | Bare Steel | Pressurized
9000476 | 2 | [5 empty] | Removed from Ground | Other | 30000 | Bare Steel | 1966-03-08 | Bare Steel | Pressurized
9000476 | 3 | [5 empty] | Removed from Ground | Other | 25000 | Bare Steel | 1966-03-08 | Bare Steel | Pressurized
9000476 | 4A | [5 empty] | Removed from Ground | Other | 6000 | Bare Steel | 1966-03-08 | Bare Steel | Pressurized
9000476 | 5A | [5 empty] | Removed from Ground | Other | 6000 | Bare Steel | 1966-03-08 | Bare Steel | Pressurized
9000476 | 6A | [5 empty] | Removed from Ground | Other | 6000 | Bare Steel | 1966-03-08 | Bare Steel | Pressurized
9000476 | 7 | [5 empty] | Removed from Ground | Other | 10000 | Bare Steel | 1966-03-08 | Bare Steel | Pressurized
9000480 | 1 | [5 empty] | Removed from Ground | Gas (Historical Use) | 6000 | Cathodically Protected Steel | 1969-04-21 | Galvanized Steel
9000480 | 2 | [5 empty] | Removed from Ground | Gas (Historical Use) | 6000 | Cathodically Protected Steel | 1969-04-21 | Galvanized Steel
9000480 | 3 | [5 empty] | Removed from Ground | Gas (Historical Use) | 4000 | Cathodically Protected Steel | 1969-04-21 | Galvanized Steel
9000480 | 4 |  |  | yes |  | yes | Removed from Ground | Used Oil | 550 | Cathodically Protected Steel | 1969-04-21 | Galvanized Steel
9000481 | 1 |  | 1998-12-01 |  | 1994-01-01 |  | Removed from Ground | Empty | 20000 | Fiberglass | 1988-07-21 | Fiberglass Reinforced Plastic | Pressurized
9000481 | 10 |  |  | yes |  | yes | Removed from Ground | Used Oil | 300 | Marked Unknown | 2000-05-25 | Unknown
9000481 | 11 |  |  | yes |  | yes | Removed from Ground | Used Oil | 400 | Bare Steel | 1974-07-25 | Galvanized Steel | Gravity Fed
9000481 | 12 |  |  | yes |  | yes | Removed from Ground | Used Oil | 300 | Bare Steel | 1974-07-25 | Galvanized Steel | Gravity Fed
9000481 | 13 |  | 1993-01-19 | yes | 1993-01-13 | yes | Removed from Ground | Empty | 1000 | Double Walled | 1993-01-19 | Fiberglass Reinforced Plastic | Gravity Fed
9000481 | 14 |  | 1993-01-19 | yes | 1993-01-19 | yes | Removed from Ground | Empty | 2500 | Double Walled | 1993-01-19 | Fiberglass Reinforced Plastic | Gravity Fed
9000481 | 15 |  | 1993-01-12 | yes | 1993-01-19 | yes | Removed from Ground | Empty | 1000 | Double Walled | 1993-01-12 | Fiberglass Reinforced Plastic | Gravity Fed
9000481 | 2 |  | 1998-12-01 |  | 1994-12-01 |  | Removed from Ground | Empty | 20000 | Fiberglass | 1988-07-21 | Fiberglass Reinforced Plastic | Suction (American)
9000481 | 3 |  | 1998-12-01 |  | 1994-01-01 |  | Removed from Ground | Empty | 20000 | Fiberglass | 1988-07-21 | Fiberglass Reinforced Plastic | Pressurized
9000481 | 4 |  | 1998-12-01 |  | 1994-01-01 |  | Removed from Ground | Empty | 20000 | Fiberglass | 1988-07-21 | Fiberglass Reinforced Plastic | Pressurized
9000481 | 5 |  | 1998-12-01 |  | 1994-01-01 |  | Removed from Ground | Other | 6000 | Fiberglass | 1988-07-21 | Fiberglass Reinforced Plastic | Pressurized
9000481 | 6 |  | 1998-12-01 |  | 1994-01-01 |  | Removed from Ground | Other | 2000 | Fiberglass | 1988-07-21 | Fiberglass Reinforced Plastic | Pressurized
9000481 | 7 |  | 1998-12-01 |  | 1994-01-01 |  | Removed from Ground | Other | 4000 | Fiberglass | 1988-07-21 | Fiberglass Reinforced Plastic | Safe Suction (Euro)
9000481 | 8 |  |  | yes |  | yes | Removed from Ground | Used Oil | 550 | Marked Unknown | 2000-06-01 | Unknown
9000481 | 9 | Flapper Valve | 1998-12-01 |  | 1984-01-01 |  | Removed from Ground | Diesel | 15000 | Fiberglass Double Walled | 1987-07-22 | Double-Walled Flex | Pressurized
9000482 | 1 | [5 empty] | Removed from Ground | Diesel | 1500 | Bare Steel | 1975-04-14 | Bare Steel
9000482 | 2 | [5 empty] | Removed from Ground | Diesel | 1500 | Bare Steel | 1975-04-14 | Bare Steel
9000482 | 3 | [5 empty] | Removed from Ground | Other | 10000 | Bare Steel | 1979-04-13 | Bare Steel
9000484 | 1 | [5 empty] | Removed from Ground | Gas (Historical Use) | 6000 | Bare Steel | 1970-05-10 | Galvanized Steel | Pressurized
9000484 | 2 | [5 empty] | Removed from Ground | Gas (Historical Use) | 6000 | Bare Steel | 1970-05-10 | Galvanized Steel | Pressurized
9000484 | 3 | [5 empty] | Removed from Ground | Gas (Historical Use) | 4000 | Bare Steel | 1970-05-10 | Galvanized Steel | Pressurized
9000484 | 4 | [5 empty] | Removed from Ground | Diesel | 1000 | Bare Steel | 1970-01-01 | Galvanized Steel | Gravity Fed
9000484 | 5 |  |  | yes |  | yes | Removed from Ground | Used Oil | 1000 | Bare Steel | 1970-01-01 | Galvanized Steel | Safe Suction (Euro)
9000484 | 6AST |  |  | yes |  | yes | Removed from Ground | Used Oil | 550 | Bare Steel | 1970-05-10 | Galvanized Steel
9000484 | 7 |  | 1993-02-08 |  | 1993-02-08 |  | Currently in Use | Gas (Historical Use) | 10000 | Galvanic (STIP-3) | 1992-12-01 | Fiberglass Reinforced Plastic | Pressurized
9000484 | 8 |  | 1993-02-08 | no | 1993-02-08 | no | Currently in Use | Gas (Historical Use) | 12000 | Galvanic (STIP-3) | 1992-12-01 | Fiberglass Reinforced Plastic | Pressurized
9000485 | 1 | [5 empty] | Removed from Ground | Diesel | 10000 | Bare Steel | 1981-01-02 | Unknown
9000486 | 1 | [5 empty] | Removed from Ground | Gas (Historical Use) | 6000 | Cathodically Protected Steel | 1970-01-01 | Galvanized Steel
9000486 | 2 | [5 empty] | Removed from Ground | Gas (Historical Use) | 6000 | Cathodically Protected Steel | 1970-01-01 | Galvanized Steel
9000486 | 3 | [5 empty] | Removed from Ground | Gas (Historical Use) | 4000 | Cathodically Protected Steel | 1970-01-01 | Galvanized Steel
9000486 | 4 |  |  | yes |  | yes | Removed from Ground | Used Oil | 550 | Cathodically Protected Steel | 1970-01-01 | Galvanized Steel
9000488 | 1 | [5 empty] | Removed from Ground | Kerosene | 1000 | Bare Steel | 1994-07-06 | Bare Steel
9000488 | 2 | [5 empty] | Removed from Ground | Kerosene | 550 | Bare Steel | 1994-07-06 | Bare Steel
9000488 | 3 | [5 empty] | Removed from Ground | Gas (Historical Use) | 1000 | Bare Steel | 1994-07-06 | Bare Steel
9000488 | 4 | [5 empty] | Removed from Ground | Gas (Historical Use) | 3000 | Not Marked/Unknown | 1994-07-06 | Not Marked
9000488 | 5 | [5 empty] | Removed from Ground | Gas (Historical Use) | 3000 | Not Marked/Unknown | 1994-07-06 | Not Marked
9000488 | 6 | [5 empty] | Removed from Ground | Gas (Historical Use) | 200 | Not Marked/Unknown | 1994-07-06 | Not Marked
9000488 | 7 | [5 empty] | Removed from Ground | Diesel | 200 | Not Marked/Unknown | 1994-07-06 | Not Marked
9000490 | 1 | [5 empty] | Removed from Ground | Gas (Historical Use) | 1000 | Cathodically Protected Steel | 1987-04-01 | Galvanized Steel | Suction (American)
9000490 | 1G | [5 empty] | Removed from Ground | Gas (Historical Use) | 1050 | Bare Steel | 1987-10-01 | Galvanized Steel | Suction (American)
9000490 | 2 | [5 empty] | Removed from Ground | Gas (Historical Use) | 1000 | Cathodically Protected Steel | 1987-04-01 | Galvanized Steel | Suction (American)
9000490 | 2G | [5 empty] | Removed from Ground | Gas (Historical Use) | 1050 | Bare Steel | 1987-10-01 | Galvanized Steel | Pressurized
9000490 | 3A | Ball Float | 2002-02-13 | no | 2002-02-13 | no | Currently in Use | Regular | 10000 | Composite | 2002-02-13 | Double-Walled Flex | Pressurized
9000490 | 3B | Ball Float | 2002-02-13 | no | 2002-02-13 | no | Currently in Use | Premium | 5000 | Composite | 2002-02-13 | Double-Walled Flex | Pressurized
9000495 | 1 | [5 empty] | Removed from Ground | Gas (Historical Use) | 8000 | Bare Steel | 1970-04-27 | Galvanized Steel
9000495 | 2 | [5 empty] | Removed from Ground | Gas (Historical Use) | 6000 | Bare Steel | 1970-04-27 | Galvanized Steel
9000495 | 3 | [5 empty] | Removed from Ground | Gas (Historical Use) | 6000 | Bare Steel | 1970-04-27 | Galvanized Steel
9000495 | 4 |  |  | yes |  | yes | Removed from Ground | Used Oil | 500 | Bare Steel | 1970-04-27 | Galvanized Steel
9000495 | 5 | Ball Float | 1990-05-01 | no | 1990-05-01 | no | Currently in Use | Regular | 12000 | Fiberglass Double Walled | 1990-05-01 | Fiberglass Reinforced Plastic | Pressurized
9000495 | 6 |  | 1990-05-01 | no | 1990-05-01 | no | Currently in Use | Plus | 12000 | Fiberglass Double Walled | 1990-05-01 | Fiberglass Reinforced Plastic | Pressurized
9000495 | 7 | Ball Float | 1990-05-01 | no | 1990-05-01 | no | Currently in Use | Premium | 12000 | Fiberglass Double Walled | 1990-05-01 | Fiberglass Reinforced Plastic | Pressurized
9000496 | 1 | [5 empty] | Permanently Out of Use - historical purposes | Gas (Historical Use) | 10000 | Bare Steel | 1971-04-27 | Galvanized Steel
9000496 | 10 | Ball Float | 2007-09-01 | no | 2007-09-01 | no | Currently in Use | Diesel | 4000 | Composite Double Walled | 2007-09-01 | Double-Walled Fiberglass | Pressurized
9000496 | 2 | [5 empty] | Permanently Out of Use - historical purposes | Gas (Historical Use) | 8000 | Bare Steel | 1971-04-27 | Galvanized Steel
9000496 | 3 | [5 empty] | Permanently Out of Use - historical purposes | Gas (Historical Use) | 6000 | Bare Steel | 1971-04-27 | Galvanized Steel
9000496 | 4 | [5 empty] | Permanently Out of Use - historical purposes | Gas (Historical Use) | 6000 | Bare Steel | 1979-04-25 | Galvanized Steel
9000496 | 5 |  | 1990-03-13 |  | 1990-03-13 |  | Removed from Ground | Gas (Historical Use) | 10000 | Galvanic (STIP-3) | 1990-03-13 | Galvanized Steel | Pressurized
9000496 | 6 |  | 1990-03-13 |  | 1990-03-13 |  | Removed from Ground | Gas (Historical Use) | 10000 | Galvanic (STIP-3) | 1990-03-13 | Galvanized Steel | Pressurized
9000496 | 7 |  | 1990-03-13 |  | 1990-03-13 |  | Removed from Ground | Gas (Historical Use) | 10000 | Galvanic (STIP-3) | 1990-03-13 | Galvanized Steel | Pressurized
9000496 | 8 | Ball Float | 2007-09-01 | no | 2007-09-01 | no | Currently in Use | Gas (Historical Use) | 15000 | Composite Double Walled | 2007-09-01 | Double-Walled Fiberglass | Pressurized
9000496 | 9 | Ball Float | 2007-09-01 | no | 2007-09-01 | no | Currently in Use | Gas (Historical Use) | 8000 | Composite Double Walled | 2007-09-01 | Double-Walled Fiberglass | Pressurized
9000497 | 1 | [5 empty] | Removed from Ground | Gas (Historical Use) | 10000 | Bare Steel | 1981-04-24 | Galvanized Steel
9000497 | 1A | Ball Float | 1988-07-15 |  | 1988-07-15 |  | Removed from Ground | Gas (Historical Use) | 10000 | Galvanic (STIP-3) | 1988-07-15 | Galvanized Steel | Pressurized
9000497 | 2 | [5 empty] | Removed from Ground | Gas (Historical Use) | 10000 | Bare Steel | 1981-04-24 | Galvanized Steel
9000497 | 2A | Ball Float | 1988-07-15 |  | 1988-07-15 |  | Removed from Ground | Gas (Historical Use) | 10000 | Galvanic (STIP-3) | 1988-07-15 | Galvanized Steel | Pressurized
9000497 | 3 | [5 empty] | Removed from Ground | Gas (Historical Use) | 10000 | Bare Steel | 1981-04-19 | Galvanized Steel
9000497 | 3A | Ball Float | 1988-07-15 |  | 1988-07-15 |  | Removed from Ground | Gas (Historical Use) | 10000 | Galvanic (STIP-3) | 1988-07-15 | Galvanized Steel | Pressurized
9000497 | 4 |  |  | yes |  | yes | Removed from Ground | Used Oil | 500 | Bare Steel | 1981-04-19 | Galvanized Steel
9000497 | 4A | Ball Float | 1988-07-15 |  | 1988-07-15 |  | Removed from Ground | Diesel | 10000 | Galvanic (STIP-3) | 1988-07-15 | Galvanized Steel | Pressurized
9000497 | 5 | Ball Float | 2004-07-26 | no | 2004-07-26 | no | Currently in Use | Gas (Historical Use) | 10000 | Fiberglass Double Walled | 2004-07-26 | Double-Walled Flex | Pressurized
9000497 | 6 | Ball Float | 2004-07-26 | no | 2004-07-26 | no | Currently in Use | Gas (Historical Use) | 10000 | Fiberglass Double Walled | 2004-07-26 | Double-Walled Flex | Pressurized
9000497 | 7 | Ball Float | 2004-07-26 | no | 2004-07-26 | no | Currently in Use | Gas (Historical Use) | 10000 | Fiberglass Double Walled | 2004-07-26 | Double-Walled Flex | Pressurized
9000497 | 8 | Ball Float | 2004-07-26 | no | 2004-07-26 | no | Currently in Use | Gas (Historical Use) | 10000 | Fiberglass Double Walled | 2004-07-26 | Double-Walled Flex | Pressurized
9000498 | 1 |  | 1986-10-31 | no | 1986-10-31 | no | Removed from Ground | Gas (Historical Use) | 10000 | Galvanic (STIP-3) | 1986-10-31 | Fiberglass Reinforced Plastic | Pressurized
9000498 | 2 |  | 1986-10-31 | no | 1986-10-31 | no | Removed from Ground | Gas (Historical Use) | 10000 | Galvanic (STIP-3) | 1986-10-31 | Fiberglass Reinforced Plastic | Pressurized
9000498 | 3 |  | 1986-10-31 | no | 1986-10-31 | no | Removed from Ground | Gas (Historical Use) | 5000 | Galvanic (STIP-3) | 1986-10-31 | Fiberglass Reinforced Plastic | Pressurized
9000498 | 4 |  | 1986-10-31 | no | 1986-10-31 | no | Removed from Ground | Gas (Historical Use) | 5000 | Galvanic (STIP-3) | 1986-10-31 | Fiberglass Reinforced Plastic | Pressurized
9000499 | 1 | [5 empty] | Removed from Ground | Gas (Historical Use) | 4000 | Bare Steel | 1970-04-27 | Galvanized Steel
9000499 | 10 | Overfill Alarm | 1997-10-22 |  | 1987-11-01 |  | Currently in Use | Gas (Historical Use) | 10000 | Galvanic (STIP-3) | 1986-01-01 | Fiberglass Reinforced Plastic | Pressurized
9000499 | 11 | Overfill Alarm | 1997-10-22 |  | 1987-11-01 |  | Currently in Use | Gas (Historical Use) | 10000 | Galvanic (STIP-3) | 1986-01-01 | Fiberglass Reinforced Plastic | Pressurized
9000499 | 2 | [5 empty] | Removed from Ground | Gas (Historical Use) | 4000 | Bare Steel | 1966-04-28 | Galvanized Steel
9000499 | 3 | [5 empty] | Removed from Ground | Gas (Historical Use) | 4000 | Bare Steel | 1966-04-28 | Galvanized Steel
9000499 | 4 | [5 empty] | Removed from Ground | Gas (Historical Use) | 4000 | Bare Steel | 1964-04-28 | Galvanized Steel
9000499 | 5 | [5 empty] | Removed from Ground | Gas (Historical Use) | 4000 | Bare Steel | 1964-04-28 | Galvanized Steel
9000499 | 6 | [5 empty] | Removed from Ground | Gas (Historical Use) | 4000 | Bare Steel | 1964-04-28 | Galvanized Steel
9000499 | 7 | [5 empty] | Removed from Ground | Gas (Historical Use) | 4000 | Bare Steel | 1964-04-28 | Galvanized Steel
9000499 | 8 |  |  | yes |  | yes | Removed from Ground | Used Oil | 550 | Bare Steel | 1989-11-15 | Galvanized Steel
9000499 | 9 | Overfill Alarm | 1997-10-22 |  | 1987-11-01 |  | Currently in Use | Gas (Historical Use) | 10000 | Galvanic (STIP-3) | 1986-01-01 | Fiberglass Reinforced Plastic | Pressurized
9000505 | 1 | [5 empty] | Removed from Ground | Diesel | 10000 | Bare Steel | 1979-05-02 | Galvanized Steel
9000505 | 2 | [5 empty] | Removed from Ground | Diesel | 10000 | Bare Steel | 1979-05-02 | Galvanized Steel
9000505 | 3 |  |  | yes |  | yes | Removed from Ground | Used Oil | 1000 | Bare Steel | 1979-05-02 | Galvanized Steel
9000505 | 4 |  |  | yes |  | yes | Removed from Ground | Used Oil | 1000 | Bare Steel | 1979-05-02 | Galvanized Steel
9000506 | 1 |  | 1998-12-09 |  | 1998-12-09 |  | Currently in Use | Diesel | 6000 | Composite | 1987-01-31 | Cathodically Protected | Pressurized
9000506 | 2 |  | 1998-12-09 |  | 1998-12-09 |  | Currently in Use | Gas (Historical Use) | 10000 | Composite | 1987-01-31 | Cathodically Protected | Pressurized
9000506 | 3 |  | 1998-12-09 |  | 1998-12-09 |  | Currently in Use | Gas (Historical Use) | 10000 | Composite | 1987-01-31 | Cathodically Protected | Pressurized
9000506 | 4 |  | 1998-12-09 |  | 1998-12-09 |  | Currently in Use | Gas (Historical Use) | 6000 | Composite | 1987-01-31 | Cathodically Protected | Pressurized
9000506 | 5 |  | 1998-12-09 |  | 1998-12-09 |  | Currently in Use | Diesel | 10000 | Composite | 1987-01-31 | Cathodically Protected | Pressurized
9000506 | 6 |  | 1998-12-09 |  | 1998-12-09 |  | Currently in Use | Diesel | 10000 | Composite | 1987-01-31 | Cathodically Protected | Pressurized
9000506 | 7 |  | 1998-12-09 |  | 1998-12-09 |  | Currently in Use | Diesel | 10000 | Composite | 1987-01-31 | Cathodically Protected | Pressurized
9000509 | 1 | [5 empty] | Removed from Ground | Gas (Historical Use) | 10000 | Bare Steel | 1970-02-12 | Bare Steel
9000509 | 2 | [5 empty] | Removed from Ground | Diesel | 29000 | Bare Steel | 1980-02-10 | Bare Steel
9000509 | 3 | [5 empty] | Removed from Ground | Other | 5000 | Bare Steel | 1970-02-12 | Bare Steel
9000509 | 4 | [5 empty] | Removed from Ground | Other | 5000 | Bare Steel | 1970-02-12 | Bare Steel
9000509 | 5 | [5 empty] | Removed from Ground | Other | 5000 | Bare Steel | 1970-02-12 | Bare Steel
9000509 | 6 |  |  | yes |  | yes | Removed from Ground | Used Oil | 1000 | Bare Steel | 1970-02-12 | Bare Steel
9000510 | 1 | [5 empty] | Removed from Ground | Gas (Historical Use) | 5000 | Cathodically Protected Steel | 1968-04-27 | Galvanized Steel
9000510 | 2 | [5 empty] | Removed from Ground | Gas (Historical Use) | 3000 | Cathodically Protected Steel | 1968-04-27 | Galvanized Steel
9000510 | 3 | [5 empty] | Removed from Ground | Gas (Historical Use) | 3000 | Cathodically Protected Steel | 1968-04-27 | Galvanized Steel
9000510 | 4 | [5 empty] | Removed from Ground | Gas (Historical Use) | 3000 | Cathodically Protected Steel | 1968-04-27 | Galvanized Steel
9000510 | 5 | [5 empty] | Removed from Ground | Gas (Historical Use) | 10000 | Cathodically Protected Steel | 1975-04-26 | Galvanized Steel
9000510 | 6 |  |  | yes |  | yes | Removed from Ground | Used Oil | 550 | Cathodically Protected Steel | 1968-04-27 | Galvanized Steel
9000512 | 1 | [5 empty] | Removed from Ground | Gas (Historical Use) | 1000 | Bare Steel | 1957-02-25 | Galvanized Steel | Suction (American)
9000512 | 2 | [5 empty] | Removed from Ground | Gas (Historical Use) | 1000 | Bare Steel | 1957-02-25 | Galvanized Steel | Suction (American)
9000512 | 3 | [5 empty] | Removed from Ground | Gas (Historical Use) | 1000 | Bare Steel | 1957-02-25 | Galvanized Steel | Suction (American)
9000514 | 1 |  |  | no |  | no | Removed from Ground | Diesel | 6000 | Bare Steel | 1961-05-13
9000514 | 2 |  |  | no |  | no | Removed from Ground | Diesel | 10000 | Bare Steel | 1976-05-09
9000514 | 3 |  |  | yes |  | yes | Removed from Ground | Used Oil | 560 | Bare Steel | 1981-05-08
9000514 | 618486 | Ball Float | 1992-07-02 | no | 1992-07-02 | no | Currently in Use | Diesel | 6000 | Fiberglass | 1992-07-02 | Fiberglass Reinforced Plastic | Pressurized
9000517 | 1 | [5 empty] | Removed from Ground | Gas (Historical Use) | 3000 | Bare Steel | 1962-03-10 | Galvanized Steel
9000517 | 2 | [5 empty] | Removed from Ground | Gas (Historical Use) | 1000 | Bare Steel | 1958-03-11 | Galvanized Steel
9000517 | 3 | [5 empty] | Removed from Ground | Empty | 1000 | Bare Steel | 1965-03-09 | Galvanized Steel
9000517 | 4 | [5 empty] | Removed from Ground | Empty | 1000 | Bare Steel | 1965-03-09 | Galvanized Steel
9000517 | 5 | [5 empty] | Removed from Ground | Empty | 1000 | Bare Steel | 1965-03-09 | Galvanized Steel
9000518 | 1 | [5 empty] | Removed from Ground | Diesel | 10000 | Bare Steel | 1979-03-06 | Galvanized Steel
9000518 | 2 | [5 empty] | Removed from Ground | Diesel | 2000 | Bare Steel | 1977-03-06 | Galvanized Steel
9000518 | 3 | [5 empty] | Removed from Ground | Diesel | 2000 | Bare Steel | 1977-03-06 | Galvanized Steel
9000518 | 4 | [5 empty] | Removed from Ground | Empty | 2000 | Bare Steel | 1977-03-06 | Galvanized Steel
9000518 | 5 | [5 empty] | Removed from Ground | Other | 1000 | Bare Steel | 1967-03-09 | Galvanized Steel
9000519 | 1 | [5 empty] | Removed from Ground | Gas (Historical Use) | 6000 | Bare Steel | 1966-05-12 | Unknown
9000519 | 2 | [5 empty] | Removed from Ground | Diesel | 10000 | Bare Steel | 1976-05-09 | Unknown
9000519 | 3 | [5 empty] | Removed from Ground | Gas (Historical Use) | 10000 | Bare Steel | 1980-05-09 | Bare Steel | Pressurized
9000519 | 4 | [5 empty] | Removed from Ground | Kerosene | 1000 | Bare Steel | 1966-05-12 | Galvanized Steel
9000519 | 6 |  |  | yes |  | yes | Removed from Ground | Used Oil | 500 | Bare Steel | 1969-01-01 | Bare Steel
9000519 | D | [5 empty] | Removed from Ground | Diesel | 10000 | Composite | 1990-03-12 | Fiberglass Reinforced Plastic | Pressurized
9000520 | 1 | [5 empty] | Removed from Ground | Gas (Historical Use) | 6000 | Bare Steel | 1946-05-08 | Galvanized Steel
9000520 | 2 | [5 empty] | Removed from Ground | Diesel | 6000 | Bare Steel | 1946-05-08 | Galvanized Steel
9000520 | 3 | [5 empty] | Removed from Ground | Kerosene | 2000 | Bare Steel | 1946-05-08 | Galvanized Steel
9000520 | 4 | [5 empty] | Removed from Ground | Diesel | 1040 | Bare Steel | 1946-05-08 | Galvanized Steel
9000520 | 5 | [5 empty] | Removed from Ground | Diesel | 1040 | Bare Steel | 1946-05-08 | Galvanized Steel
9000526 | 1 | [5 empty] | Removed from Ground | Gas (Historical Use) | 1000 | Bare Steel | 1968-04-21 | Unknown
9000526 | 2 | [5 empty] | Removed from Ground | Diesel | 10000 | Bare Steel | 1968-04-21 | Unknown
9000527 | 1 |  |  | yes |  | yes | Removed from Ground | Used Oil | 550 | Bare Steel | 1960-05-08 | Galvanized Steel
9000527 | 10 |  | 1989-12-01 |  | 1989-12-01 |  | Removed from Ground | Gas (Historical Use) | 10000 | Fiberglass | 1989-12-01 | Fiberglass Reinforced Plastic | Pressurized
9000527 | 2 | [5 empty] | Removed from Ground | Gas (Historical Use) | 3000 | Bare Steel | 1960-05-08 | Galvanized Steel
9000527 | 3 | [5 empty] | Removed from Ground | Gas (Historical Use) | 4000 | Bare Steel | 1960-05-08 | Galvanized Steel
9000527 | 4 | [5 empty] | Removed from Ground | Gas (Historical Use) | 4000 | Bare Steel | 1960-05-08 | Galvanized Steel
9000527 | 5 | [5 empty] | Removed from Ground | Gas (Historical Use) | 4000 | Bare Steel | 1960-05-08 | Galvanized Steel
9000527 | 6 | [5 empty] | Removed from Ground | Gas (Historical Use) | 6000 | Bare Steel | 1968-05-06 | Galvanized Steel
9000527 | 7 |  | 1989-12-01 | yes | 1989-12-01 | yes | Removed from Ground | Used Oil | 550 | Fiberglass | 1989-12-01 | Fiberglass Reinforced Plastic | Pressurized
9000527 | 8 |  | 1989-12-01 |  | 1989-12-01 |  | Removed from Ground | Gas (Historical Use) | 10000 | Fiberglass | 1989-12-01 | Fiberglass Reinforced Plastic | Pressurized
9000527 | 9 |  | 1989-12-01 |  | 1989-12-01 |  | Removed from Ground | Gas (Historical Use) | 10000 | Fiberglass | 1989-12-01 | Fiberglass Reinforced Plastic | Pressurized
9000528 | 1 | [5 empty] | Removed from Ground | Gas (Historical Use) | 3000 | Cathodically Protected Steel | 1966-04-28 | Galvanized Steel
9000528 | 2 | [5 empty] | Removed from Ground | Gas (Historical Use) | 3000 | Cathodically Protected Steel | 1966-04-28 | Galvanized Steel
9000528 | 3 | [5 empty] | Removed from Ground | Gas (Historical Use) | 10000 | Cathodically Protected Steel | 1977-04-25 | Galvanized Steel
9000528 | 4 | [5 empty] | Removed from Ground | Gas (Historical Use) | 4000 | Cathodically Protected Steel | 1966-04-28 | Galvanized Steel
9000528 | 5 | [5 empty] | Removed from Ground | Gas (Historical Use) | 4000 | Cathodically Protected Steel | 1966-04-28 | Galvanized Steel
9000528 | 6 |  |  | yes |  | yes | Removed from Ground | Used Oil | 550 | Cathodically Protected Steel | 1966-04-28 | Galvanized Steel
9000528 | 7 | Overfill Alarm | 1994-11-22 |  | 1990-03-27 |  | Currently in Use | Gas (Historical Use) | 6000 | Composite | 1990-04-16 | Fiberglass Reinforced Plastic | Pressurized
9000528 | 8 | Overfill Alarm | 1994-11-22 |  | 1990-03-23 |  | Currently in Use | Gas (Historical Use) | 6000 | Composite | 1990-04-16 | Fiberglass Reinforced Plastic | Pressurized
9000528 | 9 | Overfill Alarm | 1994-11-22 |  | 1990-03-23 |  | Currently in Use | Gas (Historical Use) | 6000 | Composite | 1990-04-16 | Fiberglass Reinforced Plastic | Pressurized
9000529 | 1 | [5 empty] | Removed from Ground | Gas (Historical Use) | 8000 | Bare Steel | 1981-01-01 | Galvanized Steel
9000529 | 2 | [5 empty] | Removed from Ground | Gas (Historical Use) | 8000 | Bare Steel | 1981-01-01 | Galvanized Steel
9000529 | 3 | Flapper Valve | 1995-04-01 |  | 1995-04-01 |  | Removed from Ground | Gas (Historical Use) | 12000 | Composite | 1995-04-01 | Double-Walled Flex | Pressurized
9000529 | 4 | Ball Float | 1995-04-01 |  | 1995-04-01 |  | Removed from Ground | Gas (Historical Use) | 8000 | Composite | 1995-04-01 | Double-Walled Flex | Pressurized
9000532 | 1 |  | 1998-05-12 |  | 1998-05-12 |  | Currently in Use | Gas (Historical Use) | 5000 | Steel-Impressed Current | 1986-08-21 | Fiberglass Reinforced Plastic | Pressurized
9000532 | 2 |  | 1998-05-12 |  | 1998-05-12 |  | Currently in Use | Gas (Historical Use) | 10000 | Steel-Impressed Current | 1986-08-21 | Fiberglass Reinforced Plastic | Pressurized
9000532 | 3 |  | 1998-05-12 |  | 1998-05-12 |  | Currently in Use | Gas (Historical Use) | 10000 | Steel-Impressed Current | 1986-08-21 | Fiberglass Reinforced Plastic | Pressurized
9000532 | 4 | [5 empty] | Permanently Out Of Use | Gas (Historical Use) | 10000 | Cathodically Protected Steel | 1972-01-05 | Galvanized Steel
9000532 | 5 | [5 empty] | Permanently Out Of Use | Gas (Historical Use) | 10000 | Cathodically Protected Steel | 1972-01-05 | Galvanized Steel
9000532 | 6 | [5 empty] | Permanently Out Of Use | Gas (Historical Use) | 5000 | Cathodically Protected Steel | 1972-01-05 | Galvanized Steel
9000532 | 7 |  |  | yes |  | yes | Permanently Out Of Use | Used Oil | 550 | Cathodically Protected Steel | 1972-01-05 | Galvanized Steel
9000535 | 1 | [5 empty] | Removed from Ground | Gas (Historical Use) | 12000 | Cathodically Protected Steel | 1974-05-10 | Unknown
9000535 | 2 | [5 empty] | Removed from Ground | Diesel | 6000 | Cathodically Protected Steel | 1974-05-10 | Unknown
9000535 | 3 |  | 1990-09-01 |  | 1990-09-01 |  | Removed from Ground | Diesel | 12000 | Fiberglass | 1990-09-01 | Cathodically Protected | Pressurized
9000535 | 4 |  | 1990-09-01 |  | 1990-09-01 |  | Removed from Ground | Gas (Historical Use) | 8000 | Fiberglass | 1990-09-01 | Cathodically Protected | Pressurized
9000536 | 1 | [5 empty] | Removed from Ground | Gas (Historical Use) | 10000 | Bare Steel | 1972-05-08 | Fiberglass Reinforced Plastic | Pressurized
9000536 | 2 | [5 empty] | Removed from Ground | Gas (Historical Use) | 10000 | Bare Steel | 1972-05-08 | Fiberglass Reinforced Plastic | Pressurized
9000536 | 3 | [5 empty] | Removed from Ground | Gas (Historical Use) | 10000 | Bare Steel | 1972-05-08 | Fiberglass Reinforced Plastic | Pressurized
9000536 | 4 | Ball Float | 1996-10-01 | no | 1996-10-01 | no | Currently in Use | Diesel | 10000 | Fiberglass | 2012-04-19 |  | Pressurized
9000536 | 5 | Ball Float | 1996-10-01 | no | 1996-10-01 | no | Currently in Use | Regular | 10000 | Fiberglass | 1996-10-10 |  | Pressurized
9000536 | 6 | Ball Float | 1996-10-01 | no | 1996-10-01 | no | Currently in Use | Premium | 10000 | Fiberglass | 1996-10-10 |  | Pressurized
9000540 | 1 | [5 empty] | Removed from Ground | Gas (Historical Use) | 10000 | Fiberglass | 1974-05-05 | Fiberglass Reinforced Plastic
9000540 | 2 | [5 empty] | Removed from Ground | Gas (Historical Use) | 10000 | Fiberglass | 1974-05-05 | Fiberglass Reinforced Plastic
9000540 | 3 | [5 empty] | Removed from Ground | Gas (Historical Use) | 10000 | Fiberglass | 1974-05-05 | Fiberglass Reinforced Plastic
9000540 | 4 | [5 empty] | Removed from Ground | Gas (Historical Use) | 10000 | Fiberglass | 1974-05-05 | Fiberglass Reinforced Plastic
9000541 | 1 |  |  | yes |  | yes | Removed from Ground | Used Oil | 550 | Bare Steel | 1958-05-09 | Galvanized Steel
9000541 | 2 | [5 empty] | Removed from Ground | Gas (Historical Use) | 4000 | Bare Steel | 1958-05-09 | Galvanized Steel
9000541 | 3 | [5 empty] | Removed from Ground | Gas (Historical Use) | 4000 | Bare Steel | 1958-05-09 | Galvanized Steel
9000541 | 4 | [5 empty] | Removed from Ground | Gas (Historical Use) | 4000 | Bare Steel | 1958-05-09 | Galvanized Steel
9000541 | 5 | [5 empty] | Removed from Ground | Gas (Historical Use) | 4000 | Bare Steel | 1958-05-09 | Galvanized Steel
9000541 | 6 | [5 empty] | Removed from Ground | Gas (Historical Use) | 4000 | Bare Steel | 1958-05-09 | Galvanized Steel
9000543 | 1 | [5 empty] | Removed from Ground | Gas (Historical Use) | 1100 | Bare Steel | 1990-03-07 | Bare Steel
9000546 | 1 | [5 empty] | Removed from Ground | Gas (Historical Use) | 10000 | Fiberglass | 1976-05-04 | Fiberglass Reinforced Plastic
9000546 | 10 |  | 1990-01-01 |  | 1990-01-01 |  | Currently in Use | Gas (Historical Use) | 10000 | Fiberglass | 1990-01-01 | Fiberglass Reinforced Plastic | Pressurized
9000546 | 11 |  |  | yes |  | yes | Permanently Out Of Use | Used Oil | 1000 | Fiberglass | 1990-01-01 | Fiberglass Reinforced Plastic | Pressurized
9000546 | 2 | [5 empty] | Removed from Ground | Gas (Historical Use) | 10000 | Fiberglass | 1976-05-04 | Fiberglass Reinforced Plastic
9000546 | 3 | [5 empty] | Removed from Ground | Gas (Historical Use) | 10000 | Fiberglass | 1976-05-04 | Fiberglass Reinforced Plastic
9000546 | 4 | [5 empty] | Removed from Ground | Gas (Historical Use) | 10000 | Fiberglass | 1976-05-04 | Fiberglass Reinforced Plastic
9000546 | 5 | [5 empty] | Removed from Ground | Diesel | 10000 | Fiberglass | 1976-05-04 | Fiberglass Reinforced Plastic
9000546 | 6 | [5 empty] | Removed from Ground | Other | 18000 | Fiberglass | 1987-09-21 | Fiberglass Reinforced Plastic
9000546 | 7 |  | 1990-01-01 |  | 1990-01-01 |  | Currently in Use | Gas (Historical Use) | 10000 | Fiberglass | 1990-01-01 | Fiberglass Reinforced Plastic | Pressurized
9000546 | 8 |  | 1990-01-01 |  | 1990-01-01 |  | Currently in Use | Gas (Historical Use) | 10000 | Fiberglass | 1990-01-01 | Fiberglass Reinforced Plastic | Pressurized
9000546 | 9 |  | 1990-01-01 |  | 1990-01-01 |  | Currently in Use | Gas (Historical Use) | 10000 | Fiberglass | 1990-01-01 | Fiberglass Reinforced Plastic | Pressurized
9000547 | 1 | [5 empty] | Removed from Ground | Gas (Historical Use) | 10000 | Fiberglass | 1990-02-15 | Fiberglass Reinforced Plastic
9000547 | 2 | [5 empty] | Removed from Ground | Gas (Historical Use) | 10000 | Fiberglass | 1990-02-15 | Fiberglass Reinforced Plastic
9000547 | 3 | [5 empty] | Removed from Ground | Gas (Historical Use) | 10000 | Fiberglass | 1990-02-15 | Fiberglass Reinforced Plastic
9000547 | 4 |  |  | yes |  | yes | Removed from Ground | Used Oil | 550 | Fiberglass | 1990-02-15 | Fiberglass Reinforced Plastic
9000549 | 1 | [5 empty] | Removed from Ground | Gas (Historical Use) | 5000 | Bare Steel | 1972-04-26 | Galvanized Steel
9000549 | 1-181020 |  | 1991-01-01 |  | 1991-01-01 |  | Currently in Use | Gas (Historical Use) | 8000 | Galvanic (STIP-3) | 1991-01-01 | Fiberglass Reinforced Plastic | Pressurized
9000549 | 2 | [5 empty] | Removed from Ground | Gas (Historical Use) | 10000 | Bare Steel | 1972-04-26 | Galvanized Steel
9000549 | 2-181022 |  | 1991-01-01 | no | 1991-01-01 | no | Currently in Use |  | 8000 | Galvanic (STIP-3) | 1991-03-25 | Fiberglass Reinforced Plastic | Pressurized
9000549 | 3 | [5 empty] | Removed from Ground | Gas (Historical Use) | 10000 | Bare Steel | 1972-04-26 | Galvanized Steel
9000549 | 3-181016 |  | 1991-01-01 |  | 1991-01-01 |  | Currently in Use | Gas (Historical Use) | 6000 | Galvanic (STIP-3) | 1991-01-01 | Fiberglass Reinforced Plastic | Pressurized
9000549 | 4 |  |  | yes |  | yes | Removed from Ground | Used Oil | 550 | Bare Steel | 1972-04-26 | Galvanized Steel
9000549 | 4-UNK |  | 1997-07-07 | yes | 1991-01-01 | yes | Currently in Use | Used Oil | 1000 | Galvanic (STIP-3) | 1991-01-01 | Fiberglass Reinforced Plastic | Gravity Fed
9000552 | 1 | [5 empty] | Removed from Ground | Gas (Historical Use) | 6000 | Bare Steel | 1968-05-12 | Cathodically Protected
9000552 | 2 | [5 empty] | Removed from Ground | Gas (Historical Use) | 6000 | Bare Steel | 1970-05-12 | Cathodically Protected
9000552 | 3 | [5 empty] | Removed from Ground | Gas (Historical Use) | 6000 | Bare Steel | 1970-05-12 | Galvanized Steel
9000552 | 4 | [5 empty] | Removed from Ground | Gas (Historical Use) | 6000 | Bare Steel | 1970-05-12 | Galvanized Steel
9000552 | 5 | [5 empty] | Removed from Ground | Gas (Historical Use) | 1000 | Bare Steel | 1970-05-12 | Cathodically Protected
9000552 | 6 | [5 empty] | Removed from Ground | Gas (Historical Use) | 12000 | Fiberglass | 1990-10-01 | Fiberglass Reinforced Plastic | Pressurized
9000552 | 7 | [5 empty] | Removed from Ground | Gas (Historical Use) | 12000 | Fiberglass | 1990-10-01 | Fiberglass Reinforced Plastic | Pressurized
9000552 | 8 | [5 empty] | Removed from Ground | Gas (Historical Use) | 12000 | Fiberglass | 1990-10-01 | Fiberglass Reinforced Plastic | Pressurized
9000556 | 1 | [5 empty] | Removed from Ground | Diesel | 10000 | Bare Steel | 1978-05-02 | Galvanized Steel
9000556 | 2 | [5 empty] | Permanently Out of Use - historical purposes | Other | 1000 | Bare Steel | 1978-05-02 | Galvanized Steel
9000556 | 3 | [5 empty] | Permanently Out of Use - historical purposes | Other | 1000 | Bare Steel | 1978-05-02 | Galvanized Steel
9000556 | 4 |  |  | yes |  | yes | Removed from Ground | Used Oil | 500 | Bare Steel | 1978-05-02 | Galvanized Steel
9000556 | 5 | [5 empty] | Removed from Ground | Other | 1000 | Bare Steel | 1986-01-01 | Not Marked
9000556 | 6 | [5 empty] | Removed from Ground | Other | 550 | Bare Steel | 1988-07-02 | Not Marked
9000556 | 7 | [5 empty] | Removed from Ground | Other | 550 | Bare Steel | 1988-07-02 | Not Marked
9000556 | 8 | [5 empty] | Removed from Ground | Other | 550 | Bare Steel | 1988-07-02 | Not Marked
9000557 | 1 | [5 empty] | Removed from Ground | Other | 0 | Marked Unknown | 1986-01-01 | Unknown
9000561 | 1 | [5 empty] | Removed from Ground | Gas (Historical Use) | 10000 | Bare Steel | 1970-03-10 | Unknown
9000561 | 10 | Ball Float | 1990-07-01 | no | 1990-07-01 | no | Currently in Use | Diesel | 10000 | Fiberglass Double Walled | 1990-07-01 | Double-Walled Fiberglass | Pressurized
9000561 | 11 | Overfill Alarm | 1990-07-01 | yes | 1990-07-01 |  | Currently in Use | Diesel | 10000 | Fiberglass Double Walled | 1990-07-01 | Double-Walled Fiberglass | Pressurized
9000561 | 2 | [5 empty] | Removed from Ground | Gas (Historical Use) | 10000 | Bare Steel | 1970-03-10 | Unknown
9000561 | 3 | [5 empty] | Removed from Ground | Diesel | 10000 | Bare Steel | 1974-03-09 | Unknown
9000561 | 4 | [5 empty] | Removed from Ground | Gas (Historical Use) | 10000 | Bare Steel | 1974-03-09 | Unknown
9000561 | 5 |  |  | yes |  | yes | Removed from Ground | Used Oil | 940 | Bare Steel | 1976-03-08 | Unknown
9000561 | 6 |  |  | yes |  | yes | Removed from Ground | Used Oil | 500 | Bare Steel | 1970-03-10 | Unknown
9000561 | 7 |  |  | yes |  | yes | Removed from Ground | Other | 500 | Bare Steel | 1970-03-10 | Unknown
9000561 | 8 | Ball Float | 1990-08-01 | yes | 1990-08-01 | no | Currently in Use | Diesel | 10000 | Fiberglass Double Walled | 1990-08-01 | Double-Walled Fiberglass | Pressurized
9000561 | 9 | Ball Float | 1990-08-01 | yes | 1990-08-01 | no | Currently in Use | Regular | 10000 | Fiberglass Double Walled | 1990-08-01 | Fiberglass Reinforced Plastic | Pressurized
9000561 | GW/0-3 | Ball Float | 1990-07-01 | yes | 1990-07-01 | yes | Currently in Use | Used Oil | 1000 | Galvanic (STIP-3) | 1990-07-01 | Fiberglass Reinforced Plastic | Gravity
9000561 | GW/0-4 | Ball Float | 1991-11-16 | yes | 1991-11-16 | yes | Currently in Use | Used Oil | 1000 | Fiberglass Double Walled | 1987-05-01 | Fiberglass Reinforced Plastic | Gravity
9000561 | W/O-1 | Ball Float | 1990-08-01 | yes | 1990-08-01 | yes | Currently in Use | Used Oil | 1000 | Fiberglass Double Walled | 1990-08-01 | Fiberglass Reinforced Plastic | Gravity
9000561 | W/O-2 | Ball Float | 1990-08-01 | yes | 1990-08-01 | yes | Currently in Use | Used Oil | 1000 | Fiberglass Double Walled | 1990-08-01 | Fiberglass Reinforced Plastic | Gravity
9000562 | 1 | [5 empty] | Removed from Ground | Gas (Historical Use) | 10000 | Bare Steel | 1975-01-01 | Galvanized Steel
9000562 | 2 | [5 empty] | Removed from Ground | Gas (Historical Use) | 8000 | Bare Steel | 1975-01-01 | Galvanized Steel
9000562 | 3 | [5 empty] | Removed from Ground | Gas (Historical Use) | 10000 | Bare Steel | 1975-01-01 | Galvanized Steel
9000563 | 1 | [5 empty] | Removed from Ground | Gas (Historical Use) | 4000 | Bare Steel | 1968-03-21 | Galvanized Steel
9000563 | 2 | [5 empty] | Removed from Ground | Gas (Historical Use) | 4000 | Bare Steel | 1968-03-21 | Galvanized Steel
9000563 | 3 | [5 empty] | Removed from Ground | Gas (Historical Use) | 4000 | Bare Steel | 1968-03-21 | Galvanized Steel
9000563 | 4 | [5 empty] | Removed from Ground | Gas (Historical Use) | 4000 | Bare Steel | 1968-03-21 | Galvanized Steel
9000563 | 5 | [5 empty] | Removed from Ground | Gas (Historical Use) | 8000 | Epoxy | 1984-01-01 | Galvanized Steel
9000563 | 6 | [5 empty] | Removed from Ground | Diesel | 2000 | Bare Steel | 1968-03-21 | Galvanized Steel
9000564 | 1 | [5 empty] | Removed from Ground | Gas (Historical Use) | 10000 | Bare Steel | 1968-04-27 | Galvanized Steel
9000564 | 2 | [5 empty] | Removed from Ground | Gas (Historical Use) | 10000 | Bare Steel | 1968-04-27 | Galvanized Steel
9000564 | 3 | [5 empty] | Removed from Ground | Gas (Historical Use) | 5000 | Bare Steel | 1972-04-27 | Galvanized Steel
9000564 | 4 |  |  | yes |  | yes | Removed from Ground | Used Oil | 550 | Bare Steel | 1972-04-27 | Galvanized Steel
9000569 | 1 | [5 empty] | Closed in Ground | Gas (Historical Use) | 7500 | Bare Steel | 1961-05-13 | Galvanized Steel
9000569 | 2 | [5 empty] | Closed in Ground | Gas (Historical Use) | 1000 | Bare Steel | 1961-05-13 | Galvanized Steel
9000569 | 3 |  |  | yes |  | yes | Closed in Ground | Used Oil | 280 | Bare Steel | 1961-05-13 | Unknown
9000569 | 4 | [5 empty] | Permanently Out of Use - historical purposes | Empty | 20000 | Concrete | 1961-05-13 | Unknown
9000574 | 1 | Flapper Valve | 1998-12-22 | no | 1998-12-22 | no | Currently in Use | New Oil | 12000 | Steel-Impressed Current | 1989-02-16 | Steel (Impressed Current) | Safe Suction (Euro)
9000574 | 2 | Flapper Valve | 1998-12-22 | no | 1998-12-22 | no | Currently in Use | Diesel | 12000 | Steel-Impressed Current | 1989-02-16 | Double-Walled Fiberglass | Pressurized
9000574 | 3 | Flapper Valve | 1998-12-22 | no | 1998-12-22 | no | Currently in Use | Diesel | 12000 | Steel-Impressed Current | 1989-02-16 | Steel (Impressed Current) | Pressurized
9000574 | 4 | Flapper Valve | 1998-12-22 | no | 1998-12-22 | no | Currently in Use | Used Oil | 2000 | Steel-Impressed Current | 1989-02-16 | Steel (Impressed Current) | Gravity
9000579 | 1 | [5 empty] | Removed from Ground | Other | 550 | Marked Unknown | 1983-06-21 | Unknown
9000580 | 1 | [5 empty] | Removed from Ground | Gas (Historical Use) | 8000 | Bare Steel | 1965-03-19 | Galvanized Steel
9000580 | 2 | [5 empty] | Removed from Ground | Gas (Historical Use) | 4000 | Bare Steel | 1965-03-19 | Galvanized Steel
9000580 | 3 | [5 empty] | Removed from Ground | Gas (Historical Use) | 3000 | Bare Steel | 1965-03-19 | Galvanized Steel
9000580 | 4 | [5 empty] | Removed from Ground | Gas (Historical Use) | 3000 | Bare Steel | 1965-03-19 | Galvanized Steel
9000580 | 5 | [5 empty] | Removed from Ground | Gas (Historical Use) | 4000 | Bare Steel | 1965-03-19 | Galvanized Steel
9000580 | 6 |  |  | yes |  | yes | Removed from Ground | Used Oil | 550 | Bare Steel | 1965-03-19 | Galvanized Steel
9000581 | 1 | [5 empty] | Removed from Ground | Gas (Historical Use) | 6000 | Bare Steel | 1980-01-01 | Bare Steel
9000581 | 2 | [5 empty] | Removed from Ground | Gas (Historical Use) | 6000 | Bare Steel | 1980-01-01 | Bare Steel
9000581 | 3 | [5 empty] | Removed from Ground | Gas (Historical Use) | 6000 | Bare Steel | 1980-01-01 | Bare Steel
9000581 | 4 |  | 1992-10-01 |  | 1992-10-01 |  | Currently in Use | Gas (Historical Use) | 8000 | Galvanic (STIP-3) | 1992-10-01 | Fiberglass Reinforced Plastic | Pressurized
9000581 | 5 |  | 1992-10-01 |  | 1992-10-01 |  | Currently in Use | Diesel | 5000 | Galvanic (STIP-3) | 1992-10-01 | Fiberglass Reinforced Plastic | Pressurized
9000581 | 6 |  | 1992-10-01 |  | 1992-10-01 |  | Currently in Use | Gas (Historical Use) | 5000 | Galvanic (STIP-3) | 1992-10-01 | Fiberglass Reinforced Plastic | Pressurized
9000586 | 1 | [5 empty] | Removed from Ground | Gas (Historical Use) | 10000 | Bare Steel | 1972-05-10 | Galvanized Steel
9000586 | 2 | [5 empty] | Removed from Ground | Gas (Historical Use) | 10000 | Bare Steel | 1972-05-10 | Galvanized Steel
9000586 | 3 | [5 empty] | Removed from Ground | Gas (Historical Use) | 4000 | Bare Steel | 1972-05-10 | Galvanized Steel
9000586 | 4 |  |  | no |  | no | Removed from Ground | Gas (Historical Use) | 2000 | Unknown | 1994-03-24 | Unknown
9000587 | 1 | [5 empty] | Removed from Ground | Gas (Historical Use) | 4000 | Cathodically Protected Steel | 1966-04-28 | Galvanized Steel
9000587 | 2 | [5 empty] | Removed from Ground | Gas (Historical Use) | 4000 | Cathodically Protected Steel | 1966-04-28 | Galvanized Steel
9000587 | 3 | [5 empty] | Removed from Ground | Gas (Historical Use) | 4000 | Cathodically Protected Steel | 1966-04-28 | Galvanized Steel
9000587 | 4 | [5 empty] | Removed from Ground | Gas (Historical Use) | 4000 | Cathodically Protected Steel | 1966-04-28 | Galvanized Steel
9000587 | 5 |  |  | yes |  | yes | Removed from Ground | Used Oil | 600 | Bare Steel | 1965-04-28 | Galvanized Steel
9000589 | 1 | [5 empty] | Removed from Ground | Gas (Historical Use) | 10000 | Bare Steel | 1974-05-08 | Galvanized Steel
9000589 | 10 | Flapper Valve | 1989-01-01 | no | 1989-01-01 | no | Currently in Use | E-10 | 4000 | Fiberglass | 1989-01-01 | Fiberglass Reinforced Plastic | Pressurized
9000589 | 11 | Flapper Valve | 1989-01-01 | no | 1989-01-01 | no | Currently in Use | E-10 | 10000 | Fiberglass | 1989-01-01 | Fiberglass Reinforced Plastic
9000589 | 2 | [5 empty] | Removed from Ground | Gas (Historical Use) | 4000 | Bare Steel | 1960-05-11 | Galvanized Steel
9000589 | 3 | [5 empty] | Removed from Ground | Gas (Historical Use) | 4000 | Bare Steel | 1960-05-11 | Galvanized Steel
9000589 | 4 | [5 empty] | Removed from Ground | Gas (Historical Use) | 4000 | Bare Steel | 1960-05-11 | Galvanized Steel
9000589 | 5 |  | 1989-01-01 |  | 1989-01-01 |  | Removed from Ground | Gas (Historical Use) | 4000 | Bare Steel | 1960-05-11 | Galvanized Steel | Pressurized
9000589 | 6 | [5 empty] | Removed from Ground | Diesel | 3000 | Bare Steel | 1974-05-08 | Galvanized Steel
9000589 | 7 | Flapper Valve | 1989-01-01 | no | 1989-01-01 | no | Currently in Use | E-10 | 4000 | Fiberglass | 1989-01-01 | Fiberglass Reinforced Plastic | Pressurized
9000589 | 8 | Flapper Valve | 1989-01-01 | no | 1989-01-01 | no | Currently in Use | E-10 | 4000 | Fiberglass | 1989-01-01 | Fiberglass Reinforced Plastic | Pressurized
9000589 | 9 | Flapper Valve | 1989-01-01 | no | 1989-01-01 | no | Currently in Use | E-10 | 4000 | Fiberglass | 1989-01-01 | Fiberglass Reinforced Plastic | Pressurized
9000590 | 1 | [5 empty] | Removed from Ground | Gas (Historical Use) | 10000 | Fiberglass | 1982-04-24 | Fiberglass Reinforced Plastic
9000590 | 2 | [5 empty] | Removed from Ground | Gas (Historical Use) | 10000 | Fiberglass | 1982-04-24 | Fiberglass Reinforced Plastic
9000590 | 3 | [5 empty] | Removed from Ground | Gas (Historical Use) | 10000 | Fiberglass | 1982-04-24 | Fiberglass Reinforced Plastic
9000590 | 4 |  |  | yes |  | yes | Removed from Ground | Used Oil | 1000 | Fiberglass | 1982-04-24 | Fiberglass Reinforced Plastic
9000592 | 1 | Flapper Valve | 1997-10-01 | no | 1996-11-01 | no | Currently in Use | Kerosene | 4000 | Steel-Impressed Current | 1982-03-18 | Fiberglass Reinforced Plastic | Pressurized
9000592 | 2 | Flapper Valve | 1997-10-01 | no | 1996-10-01 | no | Currently in Use | E-10 | 8000 | Steel-Impressed Current | 1982-03-18 | Fiberglass Reinforced Plastic | Pressurized
9000592 | 3 | Flapper Valve | 1997-10-01 | no | 1996-11-01 | no | Currently in Use | E-10 | 8000 | Steel-Impressed Current | 1982-03-18 | Fiberglass Reinforced Plastic | Pressurized
9000592 | 4 | Flapper Valve | 1997-10-01 | no | 1996-11-01 | no | Currently in Use | E-10 | 12000 | Steel-Impressed Current | 1982-03-18 | Fiberglass Reinforced Plastic | Pressurized
9000592 | 5 | Flapper Valve | 1997-10-01 | no | 1996-11-01 | no | Currently in Use | Diesel | 12000 | Steel-Impressed Current | 1982-03-18 | Fiberglass Reinforced Plastic | Pressurized
9000595 | 1 | [5 empty] | Removed from Ground | Gas (Historical Use) | 10000 | Bare Steel | 1979-05-10 | Bare Steel
9000595 | 2 | [5 empty] | Removed from Ground | Gas (Historical Use) | 10000 | Bare Steel | 1979-05-10 | Bare Steel
9000595 | 3 | [5 empty] | Removed from Ground | Gas (Historical Use) | 10000 | Bare Steel | 1979-05-10 | Bare Steel
9000597 | 1 | [5 empty] | Removed from Ground | Gas (Historical Use) | 12000 | Bare Steel | 1967-01-13 | Galvanized Steel
9000597 | 2 | [5 empty] | Removed from Ground | Gas (Historical Use) | 8000 | Bare Steel | 1984-01-09 | Galvanized Steel
9000597 | 3 | Overfill Alarm | 1991-08-01 | yes | 1991-08-01 | yes | Currently in Use | Gas (Historical Use) | 8000 | Fiberglass Double Walled | 1991-08-15 | Fiberglass Reinforced Plastic | Pressurized
9000597 | 4 | Overfill Alarm | 1991-08-01 | yes | 1991-08-01 | yes | Currently in Use | Diesel | 8000 | Fiberglass Double Walled | 1991-08-15 | Fiberglass Reinforced Plastic | Pressurized
9000597 | 5 |  | 2007-12-07 | yes | 2009-08-11 | yes | Currently in Use | Used Oil | 550 | Fiberglass Double Walled | 1991-08-15 | Fiberglass Reinforced Plastic | Gravity Fed
9000597 | 6 | Overfill Alarm | 1991-08-01 | no | 1991-08-01 | no | Currently in Use | Diesel | 12000 | Fiberglass Double Walled | 1991-08-15 | Fiberglass Reinforced Plastic | Pressurized
9000597 | 7 | Overfill Alarm | 2006-05-04 | no | 2006-04-04 | no | Currently in Use | Diesel | 30000 | Fiberglass Double Walled | 2006-05-23 | Fiberglass Reinforced Plastic | Pressurized
9000598 | 1 | [5 empty] | Removed from Ground | Gas (Historical Use) | 10000 | Bare Steel | 1972-04-26 | Galvanized Steel
9000598 | 2 | [5 empty] | Removed from Ground | Gas (Historical Use) | 10000 | Bare Steel | 1972-04-26 | Galvanized Steel
9000598 | 3 | [5 empty] | Removed from Ground | Gas (Historical Use) | 5000 | Bare Steel | 1972-04-26 | Galvanized Steel
9000598 | 4 |  |  | yes |  | yes | Removed from Ground | Used Oil | 550 | Bare Steel | 1972-04-26 | Galvanized Steel
9000598 | 5 | Ball Float | 2012-08-02 |  | 2012-08-02 |  | Currently in Use | Gas (Historical Use) | 8000 | Steel-Impressed Current | 1990-05-01 | Fiberglass Reinforced Plastic | Pressurized
9000598 | 6 | Ball Float | 2012-08-02 |  | 2012-08-02 |  | Currently in Use | Gas (Historical Use) | 8000 | Steel-Impressed Current | 1990-05-01 | Fiberglass Reinforced Plastic | Pressurized
9000598 | 7 | Ball Float | 2012-08-02 |  | 2012-08-02 |  | Currently in Use | Gas (Historical Use) | 8000 | Steel-Impressed Current | 1990-05-01 | Fiberglass Reinforced Plastic | Pressurized
9000599 | 1 |  |  | no |  | no | Removed from Ground | Kerosene | 4000 | Composite | 1985-05-01 | Fiberglass Reinforced Plastic
9000599 | 2 |  |  | no |  | no | Removed from Ground | Diesel | 8000 | Composite | 1985-05-01 | Fiberglass Reinforced Plastic
9000599 | 3 |  |  | no |  | no | Removed from Ground | Kerosene | 8000 | Composite | 1985-05-01 | Fiberglass Reinforced Plastic
9000599 | 4 |  |  | no |  | no | Removed from Ground | Gas (Historical Use) | 10000 | Composite | 1985-05-01 | Fiberglass Reinforced Plastic
9000599 | 5 |  |  | no |  | no | Removed from Ground | Gas (Historical Use) | 10000 | Composite | 1985-05-01 | Fiberglass Reinforced Plastic
9000599 | 6 | Ball Float | 1996-02-14 | no | 1996-02-14 | no | Currently in Use | Regular | 10000 | Composite | 1996-02-14 |  | Pressurized
9000599 | 7 | Ball Float | 1996-02-14 | no | 1996-02-14 | no | Currently in Use | Premium | 10000 | Composite | 1996-02-14 |  | Pressurized
9000599 | 8 |  | 1996-02-14 | no | 1996-02-14 | no | Currently in Use | Diesel | 10000 | Composite | 1996-02-14 |  | Pressurized
9000600 | 1 | [5 empty] | Closed in Ground | Gas (Historical Use) | 10000 | Composite | 1987-11-04 | Fiberglass Reinforced Plastic | Pressurized
9000600 | 2 | [5 empty] | Closed in Ground | Gas (Historical Use) | 10000 | Composite | 1987-11-04 | Fiberglass Reinforced Plastic | Pressurized
9000600 | 3 | [5 empty] | Closed in Ground | Gas (Historical Use) | 8000 | Composite | 1987-11-04 | Fiberglass Reinforced Plastic | Pressurized
9000600 | 4 | [5 empty] | Closed in Ground | Diesel | 8000 | Composite | 1987-11-04 | Fiberglass Reinforced Plastic | Pressurized
9000600 | 5 | [5 empty] | Closed in Ground | Kerosene | 4000 | Composite | 1987-11-04 | Fiberglass Reinforced Plastic | Pressurized
9000602 | 1 | [5 empty] | Removed from Ground | Gas (Historical Use) | 4000 | Bare Steel | 1979-07-14 | Galvanized Steel
9000606 | 1 | [5 empty] | Removed from Ground | Gas (Historical Use) | 10000 | Bare Steel | 1972-05-08 | Galvanized Steel | Suction (American)
9000606 | 2 | [5 empty] | Removed from Ground | Gas (Historical Use) | 10000 | Bare Steel | 1972-05-08 | Galvanized Steel | Suction (American)
9000606 | 3 | [5 empty] | Removed from Ground | Gas (Historical Use) | 10000 | Bare Steel | 1972-05-08 | Galvanized Steel | Suction (American)
9000606 | 522040 | Ball Float | 1994-08-19 |  | 1994-08-19 |  | Currently in Use | Gas (Historical Use) | 10000 | Composite | 1994-08-10 | Fiberglass Reinforced Plastic | Pressurized
9000606 | 522041 | Ball Float | 1994-08-19 |  | 1994-08-19 |  | Currently in Use | Gas (Historical Use) | 10000 | Composite | 1994-08-10 | Fiberglass Reinforced Plastic | Pressurized
9000606 | 522043 | Ball Float | 1994-08-19 |  | 1994-08-19 |  | Currently in Use | Diesel | 10000 | Composite | 1994-08-10 | Fiberglass Reinforced Plastic | Pressurized
9000608 | 1 | [5 empty] | Removed from Ground | Gas (Historical Use) | 8000 | Bare Steel | 1963-05-11 | Galvanized Steel | Safe Suction (Euro)
9000608 | 2 | [5 empty] | Removed from Ground | Gas (Historical Use) | 6000 | Bare Steel | 1963-05-11 | Galvanized Steel | Safe Suction (Euro)
9000608 | 205378 | Ball Float | 1992-10-26 |  | 1992-10-26 |  | Currently in Use | Gas (Historical Use) | 8200 | Galvanic (STIP-3) | 1992-10-26 | Double-Walled Flex | Pressurized
9000608 | 205380 | Ball Float | 1992-10-26 |  | 1992-10-26 |  | Currently in Use | Gas (Historical Use) | 8200 | Galvanic (STIP-3) | 1992-10-26 | Double-Walled Flex | Pressurized
9000608 | 205381 | Ball Float | 1992-10-26 |  | 1992-10-26 |  | Currently in Use | Gas (Historical Use) | 8200 | Galvanic (STIP-3) | 1992-10-26 | Double-Walled Flex | Pressurized
9000608 | 3 | [5 empty] | Removed from Ground | Gas (Historical Use) | 6000 | Bare Steel | 1977-05-07 | Galvanized Steel | Safe Suction (Euro)
9000608 | 4 | [5 empty] | Removed from Ground | Diesel | 2000 | Bare Steel | 1963-05-11 | Galvanized Steel | Safe Suction (Euro)
9000608 | 8 | Ball Float | 2014-06-25 | no | 2014-06-25 | no | Currently in Use | Gas (Historical Use) | 15000 | Tank Jacket | 2014-06-25 | Double-Walled Fiberglass | Pressurized
9000608 | 9 | Ball Float | 2014-06-25 | no | 2014-06-25 | no | Currently in Use | Diesel | 5000 | Tank Jacket | 2014-06-25 | Double-Walled Fiberglass | Pressurized
9000613 | 1 |  |  | yes |  | yes | Removed from Ground | Used Oil | 1000 | Bare Steel | 1983-08-13 | Not Marked
9000615 | 1 | [5 empty] | Removed from Ground | Gas (Historical Use) | 3000 | Bare Steel | 1990-05-30 | Bare Steel
9000615 | 2 | [5 empty] | Removed from Ground | Gas (Historical Use) | 3000 | Bare Steel | 1990-05-30 | Bare Steel
9000615 | 3 | [5 empty] | Removed from Ground | Diesel | 1000 | Bare Steel | 1990-05-30 | Bare Steel
9000615 | 4 | [5 empty] | Removed from Ground | Diesel | 1000 | Bare Steel | 1990-05-30 | Bare Steel
9000615 | 5 | [5 empty] | Removed from Ground | Kerosene | 500 | Bare Steel | 1990-05-30 | Bare Steel
9000615 | 6 |  |  | yes |  | yes | Removed from Ground | Used Oil | 500 | Bare Steel | 1990-05-30 | Bare Steel
9000616 | DUMMY | [5 empty] | Currently in Use | Diesel | 0 | Not Marked/Unknown |  | Not Marked
9000617 | 3 | [5 empty] | Removed from Ground | Other | 6000 | Not Marked/Unknown | 1961-01-01 | Not Marked
9000617 | 370090 | [5 empty] | Removed from Ground | Other | 550 | Not Marked/Unknown | 1961-01-01 | Not Marked
9000617 | 37045 | [5 empty] | Removed from Ground | Diesel | 20000 | Composite | 1990-08-27 | Fiberglass Reinforced Plastic
9000617 | 4 | [5 empty] | Removed from Ground | Other | 8000 | Not Marked/Unknown | 1990-07-15 | Not Marked
9000617 | 5010 | [5 empty] | Removed from Ground | Other | 1000 | Not Marked/Unknown | 1961-01-01 | Not Marked
9000618 | 1 | [5 empty] | Removed from Ground | Gas (Historical Use) | 20000 | Bare Steel | 1973-05-10 | Galvanized Steel | Pressurized
9000618 | 10 |  | 1992-08-01 |  | 1992-08-01 |  | Removed from Ground | Diesel | 10000 | Double Walled | 1992-08-27 | Fiberglass Reinforced Plastic | Pressurized
9000618 | 11 |  | 1992-08-01 |  | 1992-08-01 |  | Removed from Ground | Diesel | 10000 | Double Walled | 1992-08-27 | Fiberglass Reinforced Plastic | Pressurized
9000618 | 2 | [5 empty] | Removed from Ground | Gas (Historical Use) | 20000 | Bare Steel | 1976-05-09 | Galvanized Steel
9000618 | 3 | [5 empty] | Removed from Ground | Diesel | 20000 | Unknown | 1980-05-08 | Galvanized Steel | Pressurized
9000618 | 4 |  |  | yes |  | yes | Removed from Ground | Used Oil | 550 | Bare Steel | 1973-05-10 | Galvanized Steel | Gravity Fed
9000618 | 5 |  |  | yes |  | yes | Removed from Ground | Used Oil | 550 | Bare Steel | 1973-05-10 | Galvanized Steel | Gravity Fed
9000618 | 6 | [5 empty] | Removed from Ground | Kerosene | 2000 | Bare Steel | 1973-05-10 | Galvanized Steel | Suction (American)
9000618 | 7 | [5 empty] | Removed from Ground | Other | 2000 | Bare Steel | 1973-05-10 | Galvanized Steel | Suction (American)
9000618 | 8 |  |  | yes | 1992-08-01 | yes | Removed from Ground | Used Oil | 2500 | Double Walled | 1990-09-01 | Fiberglass Reinforced Plastic | Gravity Fed
9000618 | 9 |  | 1992-08-01 |  | 1992-08-01 |  | Removed from Ground | Gas (Historical Use) | 10000 | Double Walled | 1992-08-27 | Fiberglass Reinforced Plastic | Pressurized
9000619 | 1 | [5 empty] | Removed from Ground | Gas (Historical Use) | 10000 | Bare Steel | 1970-04-27 | Galvanized Steel
9000619 | 2 | [5 empty] | Removed from Ground | Gas (Historical Use) | 10000 | Bare Steel | 1970-04-27 | Galvanized Steel
9000619 | 3 | [5 empty] | Removed from Ground | Gas (Historical Use) | 5000 | Bare Steel | 1970-04-27 | Galvanized Steel
9000619 | 4 |  |  | yes |  | yes | Removed from Ground | Used Oil | 550 | Bare Steel | 1970-04-27 | Galvanized Steel
9000620 | 1 | [5 empty] | Removed from Ground | Diesel | 500 | Bare Steel | 1990-07-10 | Galvanized Steel
9000621 | 1 | [5 empty] | Removed from Ground | Diesel | 3000 | Bare Steel | 1965-03-22 | Galvanized Steel
9000621 | 2 | [5 empty] | Removed from Ground | Kerosene | 2000 | Bare Steel | 1965-03-22 | Galvanized Steel
9000621 | 3 | [5 empty] | Removed from Ground | Gas (Historical Use) | 8000 | Bare Steel | 1965-03-22 | Galvanized Steel
9000621 | 4 | [5 empty] | Removed from Ground | Gas (Historical Use) | 10000 | Bare Steel | 1965-03-22 | Galvanized Steel
9000621 | 5 | [5 empty] | Removed from Ground | Gas (Historical Use) | 10000 | Bare Steel | 1965-03-22 | Galvanized Steel
9000621 | 6 | [5 empty] | Permanently Out of Use - historical purposes | Other | 550 | Bare Steel |  | Unknown
9000621 | 7 | [5 empty] | Permanently Out of Use - historical purposes | Other | 550 | Bare Steel |  | Unknown
9000622 | 1 | Flapper Valve | 1990-03-28 |  | 1990-03-28 |  | Currently in Use | Gas (Historical Use) | 10270 | Steel-Impressed Current | 1980-04-05 | Fiberglass Reinforced Plastic | Pressurized
9000622 | 2 | Flapper Valve | 1990-03-28 |  | 1990-03-28 |  | Currently in Use | Gas (Historical Use) | 10270 | Steel-Impressed Current | 1980-04-05 | Fiberglass Reinforced Plastic | Pressurized
9000622 | 3 | Flapper Valve | 1990-03-28 |  | 1990-03-28 |  | Currently in Use | Gas (Historical Use) | 10270 | Steel-Impressed Current | 1980-04-05 | Fiberglass Reinforced Plastic | Pressurized
9000622 | 4 | Flapper Valve | 1990-03-28 |  | 1990-03-28 |  | Currently in Use | Gas (Historical Use) | 10270 | Steel-Impressed Current | 1980-04-05 | Fiberglass Reinforced Plastic | Pressurized
9000624 | 1 |  | 1995-01-05 |  | 1995-01-05 |  | Currently in Use | Gas (Historical Use) | 8200 | Marked Unknown | 1987-10-01 | Fiberglass Reinforced Plastic | Pressurized
9000624 | 2 |  | 1995-01-05 |  | 1995-01-05 |  | Currently in Use | Gas (Historical Use) | 5200 | Marked Unknown | 1987-10-01 | Fiberglass Reinforced Plastic | Pressurized
9000624 | 3A |  | 1996-01-10 | no | 1996-01-10 | no | Currently in Use | Gas (Historical Use) | 4000 | Composite | 1996-01-10 | Fiberglass Reinforced Plastic | Pressurized
9000624 | 3B |  | 1996-01-10 | no | 1996-01-10 | no | Currently in Use | Gas (Historical Use) | 4000 | Composite | 1996-01-10 | Fiberglass Reinforced Plastic | Pressurized
9000625 | 1 |  |  | no |  | no | Removed from Ground | Gas (Historical Use) | 8000 | Bare Steel | 1979-05-03 | Galvanized Steel
9000625 | 10A |  | 2002-06-10 | no | 2002-06-10 | no | Removed from Ground | Diesel | 4000 | Composite | 2002-06-03 | Fiberglass Reinforced Plastic | Safe Suction (Euro)
9000625 | 10B |  | 2002-06-10 | no | 2002-06-10 | no | Removed from Ground | Diesel | 4000 | Composite | 2002-06-03 | Fiberglass Reinforced Plastic | Safe Suction (Euro)
9000625 | 2 |  |  | no |  | no | Removed from Ground | Gas (Historical Use) | 8000 | Bare Steel | 1979-05-03 | Galvanized Steel
9000625 | 3 |  |  | no |  | no | Removed from Ground | Gas (Historical Use) | 3000 | Bare Steel | 1966-05-02 | Galvanized Steel
9000625 | 4 |  |  | no |  | no | Removed from Ground | Diesel | 3000 | Bare Steel | 1966-05-02 | Galvanized Steel
9000625 | 5 |  |  | no |  | no | Removed from Ground | Diesel | 1000 | Bare Steel | 1979-05-03 | Galvanized Steel | Suction (American)
9000625 | 6 |  | 1990-09-25 | no | 1990-09-25 | no | Removed from Ground | Gas (Historical Use) | 8000 | Composite | 1990-06-25 | Fiberglass Reinforced Plastic | Pressurized
9000625 | 7 |  | 1990-09-25 | no | 1990-09-25 | no | Removed from Ground | Gas (Historical Use) | 6000 | Composite | 1990-09-25 | Fiberglass Reinforced Plastic | Pressurized
9000625 | 8 |  | 1990-09-25 | no | 1990-09-25 | no | Removed from Ground | Gas (Historical Use) | 6000 | Composite | 1990-09-25 | Fiberglass Reinforced Plastic | Pressurized
9000625 | 9 |  | 1998-09-28 | no | 1998-09-28 | no | Removed from Ground | Kerosene | 3000 | Composite | 1998-09-28 | Fiberglass Reinforced Plastic | Suction (American)
9000626 | 1 | [5 empty] | Removed from Ground | Gas (Historical Use) | 4000 | Bare Steel | 1965-01-01 | Unknown
9000626 | 156019 |  | 1991-01-01 |  | 1991-01-01 |  | Removed from Ground | Diesel | 1000 | Double Walled | 1991-01-04 | Double-Walled Fiberglass | Safe Suction (Euro)
9000626 | 156020 |  | 1991-01-01 |  | 1991-01-01 |  | Removed from Ground | Gas (Historical Use) | 1000 | Double Walled | 1991-01-04 | Double-Walled Fiberglass | Safe Suction (Euro)
9000626 | 156021 |  | 1991-01-01 |  | 1991-01-01 |  | Removed from Ground | Gas (Historical Use) | 1000 | Double Walled | 1991-01-04 | Double-Walled Fiberglass | Safe Suction (Euro)
9000626 | 2 | [5 empty] | Removed from Ground | Other | 8000 | Bare Steel | 1947-03-16 | Unknown
9000626 | 2A | [5 empty] | Removed from Ground | Gas (Historical Use) | 4000 | Bare Steel | 1965-01-01 | Galvanized Steel
9000626 | 3 | [5 empty] | Removed from Ground | Other | 8000 | Bare Steel | 1947-03-16 | Unknown
9000626 | 3A | [5 empty] | Removed from Ground | Gas (Historical Use) | 4000 | Bare Steel | 1965-01-01 | Galvanized Steel
9000626 | 4 | [5 empty] | Removed from Ground | Gas (Historical Use) | 4000 | Bare Steel | 1965-01-01 | Galvanized Steel
9000626 | 5 | [5 empty] | Removed from Ground | Empty | 2000 | Bare Steel | 1947-03-16 | Unknown
9000626 | 5A | [5 empty] | Removed from Ground | Hazardous Substance | 8000 | Bare Steel | 1965-01-01 | Galvanized Steel
9000626 | 6 | [5 empty] | Removed from Ground | Empty | 2000 | Bare Steel | 1947-03-16 | Unknown
9000626 | 6A | [5 empty] | Removed from Ground | Hazardous Substance | 8000 | Bare Steel | 1965-01-01 | Galvanized Steel
9000626 | 7 |  |  | yes |  | yes | Removed from Ground | Used Oil | 500 | Bare Steel | 1965-01-01 | Galvanized Steel
9000631 | 1 |  | 1990-06-25 |  | 1990-06-25 |  | Removed from Ground | Diesel | 30000 | Bare Steel | 1980-04-03 | Galvanized Steel | Pressurized
9000631 | 2 |  | 1990-06-25 |  | 1990-06-25 |  | Removed from Ground | Gas (Historical Use) | 12000 | Bare Steel | 1980-04-03 | Galvanized Steel | Suction (American)
9000631 | 3 |  |  | yes | 1990-06-25 | yes | Removed from Ground | Used Oil | 560 | Cathodically Protected Steel | 1980-04-03 | Cathodically Protected | Gravity Fed
9000631 | 4 |  | 1998-05-15 |  | 1998-05-15 |  | Removed from Ground | Other | 1000 | Cathodically Protected Steel | 1980-04-03 | Cathodically Protected | Suction (American)
9000631 | 5 |  | 1998-06-11 |  | 1998-06-11 |  | Removed from Ground | Gas (Historical Use) | 12000 | Fiberglass | 1998-06-11 | Fiberglass Reinforced Plastic | Suction (American)
9000631 | 6 |  | 1998-06-11 |  | 1998-06-11 |  | Removed from Ground | Diesel | 12000 | Fiberglass | 1998-06-11 | Fiberglass Reinforced Plastic | Suction (American)
9000633 | 1 | [5 empty] | Removed from Ground | Empty | 5000 | Bare Steel | 1967-05-13 | Galvanized Steel
9000633 | 10 | [5 empty] | Removed from Ground | Empty | 5000 | Not Marked/Unknown | 1998-11-01 | Not Marked
9000633 | 11 | [5 empty] | Removed from Ground | Empty | 2000 | Not Marked/Unknown | 1998-11-01 | Not Marked
9000633 | 2 | [5 empty] | Removed from Ground | Empty | 5000 | Bare Steel | 1978-05-10 | Galvanized Steel
9000633 | 3 | [5 empty] | Removed from Ground | Empty | 5000 | Bare Steel | 1978-05-10 | Galvanized Steel
9000633 | 4 | [5 empty] | Removed from Ground | Empty | 500 | Fiberglass | 1983-05-09 | Galvanized Steel
9000633 | 5 | [5 empty] | Removed from Ground | Empty | 5000 | Fiberglass | 1983-05-09 | Galvanized Steel
9000633 | 6 |  |  | yes |  | yes | Removed from Ground | Empty | 5000 | Bare Steel | 1974-05-11 | Galvanized Steel
9000633 | 7 | [5 empty] | Removed from Ground | Empty | 5000 | Not Marked/Unknown | 1998-11-01 | Not Marked
9000633 | 8 | [5 empty] | Removed from Ground | Empty | 10000 | Not Marked/Unknown | 1998-11-01 | Not Marked
9000633 | 9 | [5 empty] | Removed from Ground | Empty | 10000 | Not Marked/Unknown | 1998-11-01 | Not Marked
9000635 | 1 | [5 empty] | Removed from Ground | Gas (Historical Use) | 10000 | Bare Steel | 1960-05-14 | Bare Steel
9000635 | 2 | [5 empty] | Removed from Ground | Gas (Historical Use) | 10000 | Bare Steel | 1960-05-14 | Bare Steel
9000636 | 1/A |  | 1990-01-01 |  | 1990-01-01 |  | Removed from Ground | Gas (Historical Use) | 12000 | Bare Steel | 1983-05-02 | Galvanized Steel | Pressurized
9000636 | 10 | Flapper Valve | 2000-03-15 | no | 2000-03-15 | no | Currently in Use | Premium | 10000 | Epoxy | 2000-02-01 | Fiberglass Reinforced Plastic | Pressurized
9000636 | 11 | Flapper Valve | 2000-03-15 | no | 2000-03-15 | no | Currently in Use | E-10 | 12000 | Epoxy | 2000-02-01 | Fiberglass Reinforced Plastic | Pressurized
9000636 | 2/B |  | 1990-01-01 |  | 1990-01-01 |  | Removed from Ground | Gas (Historical Use) | 12000 | Bare Steel | 1983-05-02 | Galvanized Steel | Pressurized
9000636 | 3/C |  | 1990-01-01 |  | 1990-01-01 |  | Removed from Ground | Gas (Historical Use) | 8000 | Bare Steel | 1983-05-02 | Galvanized Steel | Pressurized
9000636 | 4/D |  | 1990-01-01 |  | 1990-01-01 |  | Removed from Ground | Diesel | 8000 | Bare Steel | 1983-05-02 | Galvanized Steel | Pressurized
9000636 | 5/F |  | 1990-01-01 |  | 1990-01-01 |  | Removed from Ground | Kerosene | 8000 | Bare Steel | 1983-05-02 | Galvanized Steel | Pressurized
9000636 | 6/G |  | 1990-01-01 |  | 1990-01-01 |  | Removed from Ground | Gas (Historical Use) | 10000 | Bare Steel | 1983-05-02 | Galvanized Steel | Pressurized
9000636 | 7/E | [5 empty] | Removed from Ground | Gas (Historical Use) | 8000 | Cathodically Protected Steel | 1983-05-02 | Galvanized Steel | Pressurized
9000636 | 8/H | [5 empty] | Removed from Ground | Other | 3000 | Marked Unknown | 1983-01-01 | Unknown | Pressurized
9000636 | 9 |  |  | yes |  | yes | Removed from Ground | Used Oil | 3000 | Bare Steel | 1983-05-02 | Galvanized Steel
9000638 | 1 | [5 empty] | Closed in Ground | Empty | 250 | Bare Steel | 1951-03-23 | Galvanized Steel
9000638 | 2 | [5 empty] | Removed from Ground | Empty | 250 | Bare Steel | 1969-03-18 | Galvanized Steel
9000638 | 3 | [5 empty] | Removed from Ground | Empty | 500 | Bare Steel | 1990-08-01 | Bare Steel
9000639 | 50188 | [5 empty] | Permanently Out of Use - historical purposes | Kerosene | 1000 | Bare Steel | 1971-05-12 | Unknown
9000639 | 372 |  | 1988-05-01 |  | 1988-05-01 |  | Removed from Ground | Other | 6000 | Double Walled | 1988-05-14 | Fiberglass Reinforced Plastic | Safe Suction (Euro)
9000639 | 377 |  | 1998-12-21 | yes | 1986-01-01 | yes | Closed in Ground | Other | 5000 | Unknown | 1986-01-01 | Fiberglass Reinforced Plastic | Gravity Fed
9000639 | 378 |  | 1998-12-21 | yes | 1986-01-01 | yes | Closed in Ground | Other | 5000 | Unknown | 1986-01-01 | Fiberglass Reinforced Plastic | Gravity Fed
9000639 | 379 |  | 1998-12-21 | yes | 1986-01-01 | yes | Closed in Ground | Other | 2000 | Unknown | 1986-01-01 | Fiberglass Reinforced Plastic | Gravity Fed
9000639 | 391 |  |  | yes |  | yes | Removed from Ground | Used Oil | 6000 | Bare Steel | 1960-05-14 | Unknown
9000639 | 393 | [5 empty] | Removed from Ground | Gas (Historical Use) | 10000 | Bare Steel | 1960-05-14 | Unknown
9000639 | 394 | [5 empty] | Removed from Ground | Gas (Historical Use) | 2000 | Bare Steel | 1960-05-14 | Unknown
9000639 | 395 |  |  | yes |  | yes | Removed from Ground | Used Oil | 5000 | Bare Steel | 1968-05-12 | Bare Steel
9000639 | 396 | [5 empty] | Removed from Ground | Kerosene | 1000 | Bare Steel | 1971-05-12 | Unknown
9000639 | 397 | [5 empty] | Closed in Ground | Kerosene | 10000 | Bare Steel | 1971-05-12 | Bare Steel
9000639 | 398 | [5 empty] | Removed from Ground | Gas (Historical Use) | 550 | Bare Steel | 1971-05-12 | Bare Steel
9000639 | 399 | [5 empty] | Removed from Ground | Diesel | 550 | Bare Steel | 1971-05-12 | Bare Steel
9000639 | 400 |  |  | yes |  | yes | Removed from Ground | Used Oil | 2000 | Bare Steel | 1971-05-12 | Bare Steel
9000639 | 51 | [5 empty] | Closed in Ground | Hazardous Substance | 20000 | Bare Steel | 1960-05-14 | Unknown
9000639 | 54 | [5 empty] | Closed in Ground | Gas (Historical Use) | 10000 | Bare Steel | 1968-05-12 | Bare Steel | Safe Suction (Euro)
9000639 | 55 |  |  | yes |  | yes | Removed from Ground | Used Oil | 1000 | Bare Steel | 1970-05-12 | Bare Steel
9000639 | 56 | [5 empty] | Removed from Ground | Kerosene | 20000 | Bare Steel | 1960-05-14 | Unknown
9000639 | 57 | [5 empty] | Removed from Ground | Kerosene | 10000 | Bare Steel | 1960-05-14 | Unknown
9000639 | 58 | [5 empty] | Removed from Ground | Kerosene | 10000 | Bare Steel | 1960-05-14 | Unknown
9000639 | 59 | [5 empty] | Removed from Ground | Kerosene | 5000 | Bare Steel | 1960-05-14 | Unknown
9000640 | 1 | [5 empty] | Removed from Ground | Gas (Historical Use) | 3000 | Bare Steel | 1965-08-06 | Galvanized Steel
9000640 | 2 | [5 empty] | Removed from Ground | Gas (Historical Use) | 3000 | Bare Steel | 1965-08-06 | Galvanized Steel
9000640 | 3 | [5 empty] | Removed from Ground | Gas (Historical Use) | 4000 | Bare Steel | 1965-08-06 | Galvanized Steel
9000640 | 4 |  |  | yes |  | yes | Removed from Ground | Used Oil | 1000 | Bare Steel | 1965-08-06 | Galvanized Steel
9000640 | 5 |  |  | yes |  | yes | Removed from Ground | Used Oil | 500 | Bare Steel | 1965-08-06 | Galvanized Steel
9000641 | 1 | [5 empty] | Removed from Ground | Other | 1000 | Not Marked/Unknown | 1990-07-31 | Not Marked
9000641 | 2 |  |  | no |  | no | Removed from Ground | Not Marked | 1000 | Not Marked/Unknown | 1990-07-31 | Not Marked
9000642 | 1-UN | [5 empty] | Removed from Ground | Gas (Historical Use) | 5999 | Bare Steel | 1970-05-11 | Unknown
9000642 | 2-UN | [5 empty] | Removed from Ground | Gas (Historical Use) | 6000 | Bare Steel | 1970-01-01 | Unknown
9000642 | 3-DIESEL | [5 empty] | Removed from Ground | Diesel | 12000 | Cathodically Protected Steel | 1985-01-01 | Cathodically Protected
9000642 | 4-UN | [5 empty] | Removed from Ground | Gas (Historical Use) | 8000 | Bare Steel | 1970-01-01 | Unknown
9000642 | 5-OIL | [5 empty] | Removed from Ground | Other | 6000 | Bare Steel | 1970-05-11 | Unknown
9000642 | 6 | Ball Float | 1991-04-01 |  | 1991-04-01 |  | Currently in Use | Gas (Historical Use) | 12000 | Fiberglass | 1991-04-01 | Fiberglass Reinforced Plastic | Pressurized
9000642 | 7 | Ball Float | 1991-04-01 |  | 1991-04-01 |  | Currently in Use | Diesel | 12000 | Fiberglass | 1991-04-01 | Fiberglass Reinforced Plastic | Pressurized
9000642 | ANTIFREEZE | [5 empty] | Removed from Ground | Other | 3000 | Not Marked/Unknown | 1970-01-01 | Unknown
9000642 | WASTE#OIL |  |  | yes |  | yes | Removed from Ground | Used Oil | 3000 | Not Marked/Unknown | 1970-05-11 | Unknown
9000642 | WASTE-OIL |  |  | yes |  | yes | Removed from Ground | Used Oil | 3000 | Not Marked/Unknown | 1970-01-01 | Unknown
9000643 | 1 | [5 empty] | Removed from Ground | Gas (Historical Use) | 10000 | Cathodically Protected Steel | 1976-03-27 | Galvanized Steel
9000643 | 2 | [5 empty] | Removed from Ground | Gas (Historical Use) | 5000 | Cathodically Protected Steel | 1963-03-31 | Galvanized Steel
9000643 | 3 | [5 empty] | Removed from Ground | Gas (Historical Use) | 10000 | Cathodically Protected Steel | 1976-03-27 | Galvanized Steel
9000643 | 4 |  |  | yes |  | yes | Removed from Ground | Used Oil | 550 | Cathodically Protected Steel | 1963-03-31 | Galvanized Steel
9000643 | 5 |  | 1990-01-01 |  | 1990-01-01 |  | Currently in Use | Gas (Historical Use) | 4000 | Fiberglass | 1989-01-01 | Fiberglass Reinforced Plastic | Pressurized
9000643 | 6 |  | 1990-01-01 |  | 1990-01-01 |  | Currently in Use | Gas (Historical Use) | 4000 | Fiberglass | 1990-01-01 | Fiberglass Reinforced Plastic | Pressurized
9000643 | 7 |  | 1990-01-01 |  | 1990-01-01 |  | Currently in Use | Diesel | 4000 | Fiberglass | 1990-01-01 | Fiberglass Reinforced Plastic | Pressurized
9000643 | 8 |  | 1990-01-01 |  | 1990-01-01 |  | Currently in Use | Diesel | 4000 | Fiberglass | 1990-01-01 | Fiberglass Reinforced Plastic | Pressurized
9000643 | 9 |  | 2003-09-01 | no | 2003-09-01 | no | Currently in Use | Gas (Historical Use) | 10000 | Composite | 2003-09-01 | Fiberglass Reinforced Plastic | Pressurized
9000644 | 1 | [5 empty] | Removed from Ground | Gas (Historical Use) | 3000 | Bare Steel | 1974-03-20 | Galvanized Steel
9000644 | 10 |  | 1988-09-01 |  | 1988-09-01 |  | Currently in Use | Gas (Historical Use) | 10000 | Cathodically Protected Steel | 1988-09-01 | Fiberglass Reinforced Plastic | Pressurized
9000644 | 11 |  | 1988-09-01 |  | 1988-09-01 |  | Currently in Use | Gas (Historical Use) | 10000 | Cathodically Protected Steel | 1988-09-01 | Fiberglass Reinforced Plastic | Pressurized
9000644 | 12 |  | 1988-09-01 |  | 1988-09-01 |  | Currently in Use | Kerosene | 2000 | Cathodically Protected Steel | 1988-09-01 | Fiberglass Reinforced Plastic | Suction (American)
9000644 | 2 | [5 empty] | Removed from Ground | Diesel | 2000 | Bare Steel | 1969-03-21 | Galvanized Steel
9000644 | 3 | [5 empty] | Removed from Ground | Gas (Historical Use) | 6000 | Bare Steel | 1966-03-22 | Galvanized Steel
9000644 | 4 | [5 empty] | Removed from Ground | Gas (Historical Use) | 6000 | Bare Steel | 1966-03-22 | Galvanized Steel
9000644 | 5 | [5 empty] | Removed from Ground | Gas (Historical Use) | 6000 | Bare Steel | 1966-03-22 | Galvanized Steel
9000644 | 6 | [5 empty] | Removed from Ground | Diesel | 2000 | Bare Steel | 1971-03-21 | Galvanized Steel
9000644 | 7 | [5 empty] | Removed from Ground | Kerosene | 2000 | Bare Steel | 1971-03-21 | Galvanized Steel
9000644 | 8 |  | 1988-09-01 |  | 1988-09-01 |  | Currently in Use | Gas (Historical Use) | 10000 | Galvanic (STIP-3) | 1988-09-01 | Fiberglass Reinforced Plastic | Pressurized
9000644 | 9 |  | 1988-09-01 |  | 1988-09-01 |  | Currently in Use | Gas (Historical Use) | 10000 | Cathodically Protected Steel | 1988-09-01 | Fiberglass Reinforced Plastic | Pressurized
9000649 | 1 | [5 empty] | Removed from Ground | Kerosene | 560 | Bare Steel | 1963-03-19 | Galvanized Steel
9000649 | 2 | [5 empty] | Removed from Ground | Kerosene | 560 | Bare Steel | 1963-03-19 | Galvanized Steel
9000649 | 3 |  |  | yes |  | yes | Permanently Out of Use - historical purposes | Used Oil | 500 | Marked Unknown | 1953-01-01 | Unknown
9000649 | 4 |  |  | yes |  | yes | Removed from Ground | Used Oil | 500 | Marked Unknown | 1953-01-01 | Unknown
9000650 | 1 | [5 empty] | Removed from Ground | Gas (Historical Use) | 8000 | Bare Steel | 1978-05-01 | Galvanized Steel | Suction (American)
9000650 | 2 | [5 empty] | Removed from Ground | Gas (Historical Use) | 8000 | Bare Steel | 1978-05-01 | Galvanized Steel | Suction (American)
9000650 | 3 | [5 empty] | Removed from Ground | Gas (Historical Use) | 8000 | Bare Steel | 1979-01-01 | Galvanized Steel | Suction (American)
9000651 | 1 | Flapper Valve | 1992-12-01 |  | 1992-12-01 |  | Temporarily out of use | Diesel | 20000 | Steel-Impressed Current | 1983-03-18 | Fiberglass Reinforced Plastic | Pressurized
9000651 | 2 | Flapper Valve | 1992-12-01 |  | 1992-12-01 |  | Temporarily out of use | Gas (Historical Use) | 12000 | Steel-Impressed Current | 1983-03-18 | Fiberglass Reinforced Plastic | Pressurized
9000651 | 3 | Flapper Valve | 1992-12-01 |  | 1992-12-01 |  | Temporarily out of use | Gas (Historical Use) | 12000 | Steel-Impressed Current | 1983-03-18 | Fiberglass Reinforced Plastic | Pressurized
9000651 | 4 | Flapper Valve | 1992-12-01 |  | 1992-12-01 |  | Temporarily out of use | Gas (Historical Use) | 8000 | Steel-Impressed Current | 1983-03-18 | Fiberglass Reinforced Plastic | Pressurized
9000651 | 5 | Flapper Valve | 1992-12-01 |  | 1992-12-01 |  | Temporarily out of use | Kerosene | 3000 | Steel-Impressed Current | 1983-03-18 | Fiberglass Reinforced Plastic | Pressurized
9000651 | A |  |  | no |  | no | Removed from Ground | Not Marked/Tank Removed | 0 | Unknown
9000651 | B |  |  | no |  | no | Removed from Ground | Not Marked/Tank Removed | 0 | Unknown
9000651 | C |  |  | no |  | no | Removed from Ground | Not Marked/Tank Removed | 0 | Unknown
9000652 | 1 | [5 empty] | Removed from Ground | Gas (Historical Use) | 10000 | Bare Steel | 1971-01-01 | Galvanized Steel
9000652 | 2 | [5 empty] | Removed from Ground | Gas (Historical Use) | 10000 | Bare Steel | 1971-01-01 | Galvanized Steel
9000652 | 3 | [5 empty] | Removed from Ground | Gas (Historical Use) | 5000 | Bare Steel | 1971-01-01 | Galvanized Steel
9000652 | 4 |  |  | yes |  | yes | Removed from Ground | Used Oil | 550 | Bare Steel | 1971-01-01 | Galvanized Steel
9000654 | 1 |  |  | no |  | no | Removed from Ground | Diesel | 6000 |  | 1970-08-05
9000654 | 2 |  |  | no |  | no | Removed from Ground | Gas (Historical Use) | 6000 |  | 1970-08-05
9000654 | 3 | Flapper Valve | 1991-03-14 | no | 1991-03-14 | no | Currently in Use | Diesel | 10000 | Composite | 1991-03-14 | Fiberglass Reinforced Plastic | Pressurized
9000654 | 4 | Flapper Valve | 1991-03-14 | no | 1991-03-14 | no | Currently in Use | Diesel Off Road | 10000 | Composite | 1991-03-14 | Fiberglass Reinforced Plastic | Pressurized
9000654 | 5 |  |  | yes |  | yes | Removed from Ground | Used Oil | 500 | Bare Steel | 2000-05-01 | Galvanized Steel
9000655 | 1 | [5 empty] | Removed from Ground | Other | 20000 | Bare Steel | 1973-03-22 | Bare Steel
9000655 | 2 | [5 empty] | Removed from Ground | Other | 16000 | Bare Steel | 1975-03-22 | Unknown
9000655 | 3 | [5 empty] | Removed from Ground | Empty | 10000 | Bare Steel | 1969-03-23 | Unknown
9000656 | 1 | [5 empty] | Removed from Ground | Diesel | 1000 | Bare Steel | 1982-04-04 | Cathodically Protected | Gravity Fed
9000656 | 2 | [5 empty] | Removed from Ground | Gas (Historical Use) | 3000 | Bare Steel | 1972-04-06 | Unknown
9000656 | 3 | [5 empty] | Removed from Ground | Gas (Historical Use) | 280 | Bare Steel | 1972-04-06 | Unknown
9000656 | 4 | [5 empty] | Removed from Ground | Gas (Historical Use) | 560 | Bare Steel | 1982-04-04 | Cathodically Protected | Gravity Fed
9000656 | 5 |  | 1994-06-14 |  |  |  | Permanently Out of Use - historical purposes | Other | 3000 | Cathodically Protected Steel | 1994-06-14 | Bare Steel | Gravity Fed
9000657 | 1 | [5 empty] | Removed from Ground | Diesel | 3000 | Bare Steel | 1972-12-16 | Bare Steel
9000657 | 2 | [5 empty] | Removed from Ground | Diesel | 3000 | Bare Steel | 1972-12-16 | Bare Steel
9000657 | 3 | [5 empty] | Removed from Ground | Other | 16000 | Bare Steel | 1978-12-15 | Bare Steel
9000658 | 1 | Ball Float | 1990-06-01 |  | 1990-06-01 |  | Currently in Use | Gas (Historical Use) | 10000 | Fiberglass Double Walled | 1990-06-30 | Double-Walled Fiberglass | Pressurized
9000658 | 2 | Ball Float | 1990-06-01 |  | 1990-06-01 |  | Currently in Use | Gas (Historical Use) | 10000 | Fiberglass Double Walled | 1990-06-30 | Double-Walled Fiberglass | Pressurized
9000658 | 3 | Ball Float | 1990-06-01 |  | 1990-06-01 |  | Currently in Use | Gas (Historical Use) | 10000 | Fiberglass Double Walled | 1990-06-30 | Double-Walled Fiberglass
9000658 | 4 | Ball Float | 1990-06-01 |  | 1990-06-01 |  | Currently in Use | Diesel | 4000 | Fiberglass Double Walled | 1990-06-30 | Double-Walled Fiberglass | Pressurized
9000658 | 5 | [5 empty] | Removed from Ground | Gas (Historical Use) | 6000 | Bare Steel | 1975-04-16 | Fiberglass Reinforced Plastic
9000658 | 6 | [5 empty] | Removed from Ground | Gas (Historical Use) | 10000 | Bare Steel | 1975-04-16 | Fiberglass Reinforced Plastic
9000658 | 7 | [5 empty] | Removed from Ground | Gas (Historical Use) | 10000 | Bare Steel | 1975-04-16 | Fiberglass Reinforced Plastic
9000659 | 1 | [5 empty] | Removed from Ground | Diesel | 1 | Not Marked/Unknown | 1995-04-18 | Not Marked
9000660 | 1 | [5 empty] | Removed from Ground | Gas (Historical Use) | 3000 | Bare Steel | 1972-05-11 | Bare Steel
9000661 | 1 |  | 1997-08-01 |  | 1997-08-01 |  | Currently in Use | Gas (Historical Use) | 8000 | Steel-Impressed Current | 1981-02-25 | Double Walled | Pressurized
9000661 | 2 |  | 1997-08-01 |  | 1997-08-01 |  | Currently in Use | Diesel | 8000 | Steel-Impressed Current | 1981-02-25 | Double Walled | Pressurized
9000661 | 3 |  | 1997-08-01 |  | 1997-08-01 |  | Currently in Use | Gas (Historical Use) | 8000 | Steel-Impressed Current | 1981-02-25 | Double Walled | Pressurized
9000661 | 4 | [5 empty] | Removed from Ground | Gas (Historical Use) | 4000 | Not Marked/Unknown | 1997-09-19 | Not Marked
9000661 | 5 | [5 empty] | Removed from Ground | Diesel | 4000 | Not Marked/Unknown | 1997-09-19 | Not Marked
9000661 | 6 | [5 empty] | Removed from Ground | Gas (Historical Use) | 0 | Not Marked/Unknown | 1997-09-19 | Not Marked
9000662 | 1 | [5 empty] | Removed from Ground | Other | 2000 | Bare Steel | 1976-05-07 | Galvanized Steel
9000662 | 10 | [5 empty] | Closed in Ground | Empty | 2000 | Marked Unknown | 1961-05-11 | Unknown
9000662 | 2 | [5 empty] | Removed from Ground | Other | 2000 | Bare Steel | 1976-05-07 | Galvanized Steel
9000662 | 3 | [5 empty] | Removed from Ground | Other | 2000 | Bare Steel | 1976-05-07 | Galvanized Steel
9000662 | 4 | [5 empty] | Removed from Ground | Other | 2000 | Bare Steel | 1976-05-07 | Galvanized Steel
9000662 | 5 | [5 empty] | Removed from Ground | Other | 2000 | Bare Steel | 1976-05-07 | Galvanized Steel
9000662 | 9 | [5 empty] | Closed in Ground | Empty | 2000 | Marked Unknown | 1961-05-11 | Unknown
9000664 | 1 | [5 empty] | Removed from Ground | Kerosene | 0 | Not Marked/Unknown |  | Not Marked
9000669 | 15 | [5 empty] | Removed from Ground | Gas (Historical Use) | 550 | Bare Steel | 1971-05-11 | Bare Steel
9000669 | 16 | [5 empty] | Removed from Ground | Gas (Historical Use) | 1000 | Bare Steel | 1971-05-11 | Bare Steel
9000669 | 17 |  |  | yes |  | yes | Currently in Use | Used Oil | 250 | Concrete | 1981-05-08 | Unknown
9000669 | 2 | [5 empty] | Currently in Use | Diesel | 200000 | Bare Steel | 1971-05-11 | Unknown
9000669 | 28 | [5 empty] | Closed in Ground | Diesel | 55 | Bare Steel | 1976-05-09 | Bare Steel
9000669 | 29 | [5 empty] | Removed from Ground | Diesel | 50 | Bare Steel | 1971-05-11 | Bare Steel
9000669 | 31 | [5 empty] | Currently in Use | Diesel | 1000 | Bare Steel | 1971-05-11 | Unknown
9000669 | 32 | [5 empty] | Currently in Use | Diesel | 1000 | Bare Steel | 1971-05-11 | Unknown
9000669 | 35 | [5 empty] | Currently in Use | Diesel | 1000 | Bare Steel | 1971-05-11 | Unknown
9000669 | 36 |  |  | yes |  | yes | Removed from Ground | Used Oil | 500 | Bare Steel | 1971-05-11 | Bare Steel
9000669 | 37 |  |  | yes |  | yes | Currently in Use | Used Oil | 2005 | Bare Steel | 1987-01-01 | Not Marked
9000669 | 38 |  |  | yes |  | yes | Currently in Use | Used Oil | 2760 | Bare Steel | 1987-01-01 | Not Marked
9000669 | 3B |  |  | yes |  | yes | Removed from Ground | Used Oil | 2000 | Bare Steel | 1981-05-08 | Galvanized Steel
9000669 | 5 | [5 empty] | Removed from Ground | Diesel | 5000 | Bare Steel | 1971-05-11 | Bare Steel
9000669 | 8 | [5 empty] | Removed from Ground | Gas (Historical Use) | 1000 | Bare Steel | 1966-05-12 | Bare Steel
9000670 | 1 | [5 empty] | Removed from Ground | Kerosene | 2000 | Bare Steel | 1976-03-19 | Galvanized Steel | Suction (American)
9000670 | 2 | [5 empty] | Removed from Ground | Diesel | 10000 | Bare Steel | 1976-03-19 | Galvanized Steel | Pressurized
9000670 | 3 | [5 empty] | Removed from Ground | Gas (Historical Use) | 10000 | Bare Steel | 1976-03-19 | Galvanized Steel | Pressurized
9000670 | 4 | [5 empty] | Removed from Ground | Gas (Historical Use) | 3000 | Bare Steel | 1976-03-19 | Galvanized Steel | Pressurized
9000670 | 5 | [5 empty] | Removed from Ground | Gas (Historical Use) | 8000 | Bare Steel | 1976-03-19 | Galvanized Steel | Pressurized
9000671 | 1 | [5 empty] | Removed from Ground | Gas (Historical Use) | 3000 | Bare Steel | 1967-04-28 | Galvanized Steel
9000671 | 2 | [5 empty] | Removed from Ground | Gas (Historical Use) | 3000 | Bare Steel | 1967-04-28 | Galvanized Steel
9000671 | 3 | [5 empty] | Removed from Ground | Gas (Historical Use) | 5000 | Bare Steel | 1967-04-28 | Galvanized Steel
9000671 | 4 | [5 empty] | Removed from Ground | Gas (Historical Use) | 3000 | Bare Steel | 1967-04-28 | Galvanized Steel
9000671 | 5 |  |  | yes |  | yes | Removed from Ground | Used Oil | 550 | Bare Steel | 1967-04-28 | Galvanized Steel
9000672 | 1 | [5 empty] | Removed from Ground | Kerosene | 20000 | Bare Steel | 1965-05-13 | Bare Steel
9000672 | 2 | [5 empty] | Removed from Ground | Kerosene | 20000 | Bare Steel | 1965-05-13 | Bare Steel
9000672 | 3 | [5 empty] | Removed from Ground | Kerosene | 20000 | Bare Steel | 1979-05-10 | Bare Steel
9000672 | 4 |  |  | yes |  | yes | Removed from Ground | Other | 10000 | Bare Steel | 1975-05-11 | Bare Steel
9000672 | 5 | [5 empty] | Removed from Ground | Gas (Historical Use) | 10000 | Bare Steel | 1967-04-15 | Bare Steel
9000672 | 6 | [5 empty] | Closed in Ground | Gas (Historical Use) | 1000 | Bare Steel | 1965-05-13 | Bare Steel
9000672 | 7 | [5 empty] | Removed from Ground | Gas (Historical Use) | 10000 | Bare Steel | 1971-01-01 | Bare Steel
9000673 | 0 | [5 empty] | Removed from Ground | Used Oil | 0 | Marked Unknown | 1985-06-01 | Unknown
9000674 | 1 | [5 empty] | Closed in Ground | Gas (Historical Use) | 7300 | Cathodically Protected Steel | 1983-05-06 | Galvanized Steel
9000674 | 2 | [5 empty] | Closed in Ground | Gas (Historical Use) | 7300 | Cathodically Protected Steel | 1983-05-06 | Galvanized Steel
9000674 | 3 | [5 empty] | Closed in Ground | Gas (Historical Use) | 7300 | Cathodically Protected Steel | 1983-05-06 | Galvanized Steel
9000674 | 4 | [5 empty] | Removed from Ground | Diesel | 10000 | Cathodically Protected Steel | 1983-05-06 | Galvanized Steel
9000674 | 5 |  | 1998-09-22 |  | 1998-09-22 |  | Temporarily out of use | Kerosene | 4000 | Cathodically Protected Steel | 1985-11-05 | Fiberglass Reinforced Plastic | Safe Suction (Euro)
9000674 | 6 |  | 1990-10-01 |  | 1990-10-01 |  | Currently in Use | Gas (Historical Use) | 10000 | Composite | 1990-09-07 | Fiberglass Reinforced Plastic | Pressurized
9000674 | 7 |  | 1990-10-01 |  | 1990-10-01 |  | Currently in Use | Gas (Historical Use) | 10000 | Composite | 1990-09-07 | Fiberglass Reinforced Plastic | Pressurized
9000674 | 8 |  | 1990-10-01 |  | 1990-10-01 |  | Currently in Use | Gas (Historical Use) | 10000 | Composite | 1990-09-07 | Fiberglass Reinforced Plastic | Pressurized
9000674 | 9 |  | 1990-10-01 |  | 1990-10-01 |  | Currently in Use | Diesel | 6000 | Composite | 1990-09-07 | Fiberglass Reinforced Plastic | Pressurized
9000675 | 1 | [5 empty] | Removed from Ground | Gas (Historical Use) | 2000 | Bare Steel | 1976-03-12 | Galvanized Steel
9000676 | 1 | [5 empty] | Removed from Ground | Diesel | 1000 | Bare Steel | 1956-02-22 | Galvanized Steel
9000676 | 2 | [5 empty] | Removed from Ground | Gas (Historical Use) | 2000 | Bare Steel | 1956-02-22 | Galvanized Steel
9000676 | 3 | [5 empty] | Removed from Ground | Other | 550 | Bare Steel | 1990-10-18 | Galvanized Steel
9000677 | 1 | [5 empty] | Removed from Ground | Gas (Historical Use) | 1990 | Bare Steel | 1961-03-27 | Bare Steel
9000677 | 2 | [5 empty] | Removed from Ground | Diesel | 1000 | Bare Steel | 1981-03-22 | Bare Steel
9000677 | 3 | [5 empty] | Removed from Ground | Gas (Historical Use) | 282 | Bare Steel | 1957-03-28 | Bare Steel
9000677 | 4 | [5 empty] | Removed from Ground | Gas (Historical Use) | 282 | Bare Steel | 1957-03-28 | Bare Steel
9000677 | 5 | [5 empty] | Removed from Ground | Gas (Historical Use) | 500 | Bare Steel | 1981-03-22 | Bare Steel
9000677 | 6 | [5 empty] | Removed from Ground | Diesel | 557 | Bare Steel | 1957-03-28 | Bare Steel
9000677 | 7 |  | 1997-05-21 | no | 1997-05-21 | no | Currently in Use | Diesel | 20000 | Fiberglass Double Walled | 1991-07-01 | Fiberglass Reinforced Plastic | Suction (American)
9000678 | 1 | [5 empty] | Removed from Ground | Diesel | 27910 | Composite | 1977-02-08 | Unknown
9000678 | 2 | [5 empty] | Removed from Ground | Diesel | 27910 | Composite | 1977-02-08 | Unknown
9000678 | 3 | [5 empty] | Removed from Ground | Diesel | 27910 | Composite | 1977-02-08 | Unknown
9000678 | 4 | [5 empty] | Removed from Ground | Diesel | 27910 | Composite | 1977-02-08 | Unknown
9000678 | 5 | [5 empty] | Removed from Ground | Empty | 13500 | Bare Steel | 1977-02-08 | Unknown
9000678 | 6 |  |  | yes |  | yes | Removed from Ground | Used Oil | 5000 | Bare Steel | 1977-02-08 | Unknown
9000678 | 7 | [5 empty] | Removed from Ground | Other | 2000 | Bare Steel | 1977-02-08 | Unknown
9000678 | 8 |  | 1992-08-01 |  | 1992-08-01 |  | Removed from Ground | Diesel | 20000 | Steel-Impressed Current | 1992-01-01 | Fiberglass Reinforced Plastic | Pressurized
9000678 | 9 |  | 1992-08-01 |  | 1992-08-01 |  | Removed from Ground | Diesel | 20000 | Steel-Impressed Current | 1992-07-02 | Fiberglass Reinforced Plastic | Pressurized
9000679 | 1 | [5 empty] | Removed from Ground | Diesel | 20000 | Bare Steel | 1976-04-25 | Galvanized Steel
9000679 | A | [5 empty] | Removed from Ground | Diesel | 1000 | Bare Steel | 1974-01-01 | Galvanized Steel
9000679 | A-1 | [5 empty] | Removed from Ground | Diesel | 500 | Bare Steel | 1974-01-01 | Galvanized Steel
9000681 | 1 | [5 empty] | Removed from Ground | Gas (Historical Use) | 4000 | Not Marked/Unknown | 1990-05-17 | Not Marked
9000681 | 2 |  |  | no |  | no | Removed from Ground | Gas (Historical Use) | 4000 | Not Marked/Unknown | 1990-05-17 | Unknown
9000681 | 3 |  |  | no |  | no | Removed from Ground | Gas (Historical Use) | 6000 | Not Marked/Unknown | 1990-05-17 | Unknown
9000682 | 1 | [5 empty] | Removed from Ground | Empty | 30000 | Not Marked/Unknown | 1998-01-01 | Not Marked
9000682 | 2 | [5 empty] | Removed from Ground | Diesel | 20000 | Marked Unknown | 1964-10-09 | Unknown
9000692 | 1 | [5 empty] | Removed from Ground | Gas (Historical Use) | 6000 | Bare Steel | 1978-05-07 | Galvanized Steel
9000692 | 2 | [5 empty] | Removed from Ground | Gas (Historical Use) | 6000 | Bare Steel | 1978-05-07 | Galvanized Steel
9000692 | 3 | [5 empty] | Removed from Ground | Gas (Historical Use) | 6000 | Bare Steel | 1978-05-07 | Galvanized Steel
9000692 | 4 | [5 empty] | Removed from Ground | Gas (Historical Use) | 6000 | Bare Steel | 1978-05-07 | Galvanized Steel
9000692 | 5 | Ball Float | 1992-08-01 |  | 1992-08-01 |  | Currently in Use | Gas (Historical Use) | 10000 | Galvanic (STIP-3) | 1992-10-15 | Fiberglass Reinforced Plastic | Pressurized
9000692 | 6 | Ball Float | 1992-10-15 |  | 1992-10-15 |  | Currently in Use | Gas (Historical Use) | 10000 | Galvanic (STIP-3) | 1992-10-15 | Fiberglass Reinforced Plastic | Pressurized
9000692 | 7 | Ball Float | 1992-10-15 |  | 1992-10-15 |  | Currently in Use | Gas (Historical Use) | 10000 | Galvanic (STIP-3) | 1992-10-15 | Fiberglass Reinforced Plastic | Pressurized
9000695 | 1 | [5 empty] | Temporarily out of use | Empty | 7500 | Cathodically Protected Steel | 1977-03-21 | Not Marked
9000695 | 2 | [5 empty] | Temporarily out of use | Empty | 7500 | Cathodically Protected Steel | 1977-03-21 | Not Marked
9000696 | 1 | [5 empty] | Removed from Ground | Diesel | 10000 | Bare Steel | 1976-01-17 | Galvanized Steel
9000696 | 2 | [5 empty] | Removed from Ground | Diesel | 10000 | Bare Steel | 1976-01-17 | Galvanized Steel
9000696 | 3 |  |  | yes |  | yes | Removed from Ground | Used Oil | 550 | Bare Steel | 1976-01-17 | Galvanized Steel
9000697 | 1 | [5 empty] | Removed from Ground | Gas (Historical Use) | 6000 | Bare Steel | 1978-03-01 | Galvanized Steel | Pressurized
9000697 | 2 | [5 empty] | Removed from Ground | Gas (Historical Use) | 6000 | Bare Steel | 1978-03-01 | Galvanized Steel | Pressurized
9000697 | 3 | [5 empty] | Removed from Ground | Gas (Historical Use) | 6000 | Bare Steel | 1978-03-01 | Galvanized Steel | Pressurized
9000697 | 4 | [5 empty] | Removed from Ground | Gas (Historical Use) | 6000 | Bare Steel | 1978-03-01 | Galvanized Steel | Pressurized
9000697 | 5 |  | 1996-04-20 |  | 1996-04-20 |  | Currently in Use | Gas (Historical Use) | 10000 | Composite | 1996-04-20 | Double-Walled Flex | Pressurized
9000697 | 6 |  | 1996-04-20 |  | 1996-04-20 |  | Currently in Use | Gas (Historical Use) | 10000 | Composite | 1996-04-20 | Double-Walled Flex | Pressurized
9000697 | 7 |  | 1996-04-20 |  | 1996-04-20 |  | Currently in Use | Diesel | 10000 | Composite | 1996-04-20 | Double-Walled Flex | Pressurized
9000700 | L213212 |  | 1990-08-01 |  | 1990-08-01 |  | Currently in Use | Gas (Historical Use) | 1000 | Tank Jacket | 1990-08-01 | Fiberglass Reinforced Plastic | Safe Suction (Euro)
9000700 | L213214 |  | 1990-08-01 |  | 1990-08-01 |  | Currently in Use | Diesel | 1000 | Tank Jacket | 1990-08-01 | Fiberglass Reinforced Plastic | Safe Suction (Euro)
9000706 | 1 | [5 empty] | Removed from Ground | Used Oil | 11 | Not Marked/Unknown | 1989-08-01 | Not Marked
9000706 | 2 | [5 empty] | Removed from Ground | Gas (Historical Use) | 11 | Not Marked/Unknown | 1989-08-01 | Not Marked
9000706 | 3 | [5 empty] | Removed from Ground | Gas (Historical Use) | 11 | Not Marked/Unknown | 1989-08-01 | Not Marked
9000706 | 4 | [5 empty] | Removed from Ground | Gas (Historical Use) | 11 | Not Marked/Unknown | 1989-08-01 | Not Marked
9000706 | 5 | [5 empty] | Removed from Ground | Gas (Historical Use) | 11 | Not Marked/Unknown | 1989-08-01 | Not Marked
9000706 | 6 | [5 empty] | Removed from Ground | Diesel | 11 | Not Marked/Unknown | 1989-08-01 | Not Marked
9000706 | 7 | [5 empty] | Removed from Ground | Gas (Historical Use) | 11 | Not Marked/Unknown | 1989-08-01 | Not Marked
9000706 | 8 | [5 empty] | Removed from Ground | Gas (Historical Use) | 11 | Not Marked/Unknown | 1989-08-01 | Not Marked
9000706 | 9 | [5 empty] | Removed from Ground | Gas (Historical Use) | 11 | Not Marked/Unknown | 1989-08-01 | Not Marked
9000713 | 1 | [5 empty] | Removed from Ground | Gas (Historical Use) | 8000 | Bare Steel | 1967-05-10 | Galvanized Steel | Pressurized
9000713 | 2 | [5 empty] | Removed from Ground | Gas (Historical Use) | 8000 | Bare Steel | 1967-05-10 | Galvanized Steel | Pressurized
9000713 | 3 | [5 empty] | Removed from Ground | Gas (Historical Use) | 8000 | Bare Steel | 1973-05-08 | Galvanized Steel | Pressurized
9000713 | 4 | Ball Float | 1994-10-01 |  | 1994-10-01 |  | Currently in Use | Gas (Historical Use) | 10000 | Fiberglass | 1994-10-01 | Double-Walled Fiberglass | Pressurized
9000713 | 5 | Ball Float | 1994-10-01 |  | 1994-10-01 |  | Currently in Use | Gas (Historical Use) | 10000 | Fiberglass | 1994-10-01 | Double-Walled Fiberglass | Pressurized
9000716 | 1 | [5 empty] | Removed from Ground | Empty | 4000 | Bare Steel | 1963-05-14 | Galvanized Steel
9000716 | 2 | [5 empty] | Removed from Ground | Empty | 4000 | Bare Steel | 1963-05-14 | Galvanized Steel
9000716 | 3 | [5 empty] | Removed from Ground | Empty | 4000 | Bare Steel | 1963-05-14 | Galvanized Steel
9000716 | 4 | [5 empty] | Removed from Ground | Empty | 4000 | Bare Steel | 1963-05-14 | Galvanized Steel
9000716 | 5 |  |  | yes |  | yes | Removed from Ground | Empty | 550 | Bare Steel | 1963-05-14 | Galvanized Steel
9000717 | 1 | [5 empty] | Currently in Use | Diesel | 12000 | Bare Steel | 1979-05-07 | Galvanized Steel
9000717 | 2 | [5 empty] | Currently in Use | Diesel | 12000 | Bare Steel | 1979-05-07 | Galvanized Steel
9000717 | 3 | [5 empty] | Temporarily out of use | Empty | 2000 | Bare Steel | 1967-05-10 | Galvanized Steel
9000718 | 1 | [5 empty] | Removed from Ground | Gas (Historical Use) | 3000 | Bare Steel | 1964-03-11 | Galvanized Steel
9000718 | 2 | [5 empty] | Removed from Ground | Gas (Historical Use) | 10000 | Cathodically Protected Steel | 1990-01-01 | Fiberglass Reinforced Plastic
9000729 | 1 | Flapper Valve | 1998-08-01 |  | 1998-08-01 |  | Currently in Use | Diesel | 20000 | Steel-Impressed Current | 1981-03-10 | Fiberglass Reinforced Plastic | Pressurized
9000729 | 2 | Flapper Valve | 1998-08-01 |  | 1998-08-01 |  | Currently in Use | Diesel | 20000 | Steel-Impressed Current | 1981-03-10 | Fiberglass Reinforced Plastic | Pressurized
9000729 | 3 | Flapper Valve | 1998-08-01 |  | 1998-08-01 |  | Currently in Use | Gas (Historical Use) | 10000 | Steel-Impressed Current | 1981-03-10 | Fiberglass Reinforced Plastic | Pressurized
9000729 | 4 | Flapper Valve | 1998-08-01 |  | 1998-08-01 |  | Currently in Use | Gas (Historical Use) | 12000 | Steel-Impressed Current | 1981-03-10 | Fiberglass Reinforced Plastic | Pressurized
9000729 | 5 | Flapper Valve | 1998-08-01 |  | 1998-08-01 |  | Currently in Use | Gas (Historical Use) | 12000 | Steel-Impressed Current | 1981-03-10 | Fiberglass Reinforced Plastic | Pressurized
9000732 | 1 | [5 empty] | Removed from Ground | Gas (Historical Use) | 10000 | Bare Steel | 1970-05-09 | Galvanized Steel
9000732 | 2 | [5 empty] | Removed from Ground | Gas (Historical Use) | 10000 | Bare Steel | 1970-05-09 | Galvanized Steel
9000732 | 3 | [5 empty] | Removed from Ground | Diesel | 10000 | Bare Steel | 1970-05-09 | Galvanized Steel
9000732 | 4 | [5 empty] | Removed from Ground | Diesel | 10000 | Bare Steel | 1970-05-09 | Galvanized Steel
9000732 | 5 |  |  | yes |  | yes | Removed from Ground | Used Oil | 500 | Bare Steel | 1970-05-09 | Galvanized Steel
9000732 | D-1 |  | 1990-11-01 |  | 1990-11-01 |  | Currently in Use | Diesel | 20000 | Fiberglass Double Walled | 1990-11-01 | Double-Walled Fiberglass | Pressurized
9000732 | D-2 |  | 1990-11-01 |  | 1990-11-01 |  | Currently in Use | Diesel | 15000 | Fiberglass Double Walled | 1991-11-01 | Double-Walled Fiberglass | Pressurized
9000732 | GU-3 | Flapper Valve | 1990-11-01 |  | 1990-11-01 |  | Currently in Use | Gas (Historical Use) | 20000 | Fiberglass Double Walled | 1991-11-01 | Double-Walled Fiberglass | Pressurized
9000734 | 1 | [5 empty] | Removed from Ground | Gas (Historical Use) | 5000 | Bare Steel | 1971-05-09 | Galvanized Steel
9000734 | 2 | [5 empty] | Removed from Ground | Diesel | 565 | Bare Steel | 1956-05-12 | Galvanized Steel
9000736 | 1 | [5 empty] | Removed from Ground | Gas (Historical Use) | 10000 | Steel-Impressed Current | 1983-01-01 | Steel (Impressed Current) | Pressurized
9000736 | 2 | [5 empty] | Removed from Ground | Gas (Historical Use) | 10000 | Steel-Impressed Current | 1983-01-01 | Steel (Impressed Current) | Pressurized
9000736 | 3 |  |  | yes |  | yes | Removed from Ground | Used Oil | 550 | Bare Steel | 1983-01-01 | Unknown
9000737 | 1 | Ball Float | 1997-10-01 | no | 1997-10-01 | no | Currently in Use | Regular | 12000 | Fiberglass | 1985-05-06 | Double-Walled Fiberglass | Pressurized
9000737 | 2 | Ball Float | 1997-10-01 | no | 1997-10-01 | no | Currently in Use | Regular | 10000 | Fiberglass | 1985-05-06 | Double-Walled Fiberglass | Pressurized
9000737 | 3 | Ball Float | 1997-10-01 | no | 1997-10-01 | no | Currently in Use | Gas (Historical Use) | 10000 | Fiberglass | 1985-05-06 | Double-Walled Fiberglass | Pressurized
9000737 | 4 | Ball Float | 1997-10-01 | no | 1997-10-01 | no | Currently in Use | Diesel | 8000 | Fiberglass | 1985-05-06 | Double-Walled Fiberglass | Pressurized
9000738 | 1D |  | 1991-01-01 |  | 1991-01-01 |  | Currently in Use | Diesel | 10000 | Galvanic (STIP-3) | 1991-01-01 | Fiberglass Reinforced Plastic | Pressurized
9000738 | 2RU |  | 1991-01-01 |  | 1991-01-01 |  | Currently in Use | Gas (Historical Use) | 10000 | Galvanic (STIP-3) | 1991-01-01 | Fiberglass Reinforced Plastic | Pressurized
9000739 | 1 | [5 empty] | Removed from Ground | Gas (Historical Use) | 250 | Bare Steel | 1961-05-14 | Unknown
9000741 | 1 |  | 1985-04-15 |  | 1985-04-15 |  | Removed from Ground | Gas (Historical Use) | 10000 | Cathodically Protected Steel | 1985-04-15 | Galvanized Steel | Pressurized
9000741 | 10 |  | 1996-02-26 |  | 1996-02-26 |  | Removed from Ground | Gas (Historical Use) | 12000 | Double Walled | 1996-02-23 | Double Walled | Pressurized
9000741 | 11 |  | 1996-02-26 |  | 1996-02-26 |  | Removed from Ground | Gas (Historical Use) | 12000 | Double Walled | 1996-02-23 | Double Walled | Pressurized
9000741 | 12 |  | 1996-02-26 |  | 1996-02-26 |  | Removed from Ground | Gas (Historical Use) | 12000 | Double Walled | 1996-02-23 | Double Walled | Pressurized
9000741 | 13 |  | 1996-02-26 |  | 1996-02-26 |  | Removed from Ground | Kerosene | 8000 | Double Walled | 1996-02-23 | Double Walled | Pressurized
9000741 | 14 | Ball Float | 2002-03-04 | no | 2002-03-04 | no | Currently in Use | Diesel On Road | 20000 | Fiberglass Double Walled | 2002-03-04 | Double-Walled Fiberglass | Pressurized
9000741 | 15 | Ball Float | 2002-03-04 | no | 2002-03-04 | no | Installed | Diesel On Road | 20000 | Fiberglass Double Walled | 2002-03-04 | Double-Walled Fiberglass | Pressurized
9000741 | 16 | Ball Float | 2002-03-04 | no | 2002-03-04 | no | Currently in Use | E-10 | 16000 | Fiberglass Double Walled | 2002-03-04 | Double-Walled Fiberglass | Pressurized
9000741 | 17 | Ball Float | 2002-03-04 | no | 2002-03-04 | no | Currently in Use | Premium | 12000 | Fiberglass Double Walled | 2002-03-04 | Double-Walled Fiberglass | Pressurized
9000741 | 2 |  | 1985-04-15 |  | 1985-04-15 |  | Removed from Ground | Gas (Historical Use) | 10000 | Cathodically Protected Steel | 1985-04-15 | Galvanized Steel | Pressurized
9000741 | 3 |  | 1985-04-15 |  | 1985-04-15 |  | Removed from Ground | Gas (Historical Use) | 10000 | Cathodically Protected Steel | 1985-04-15 | Galvanized Steel | Pressurized
9000741 | 4 |  | 1985-04-15 |  | 1985-04-15 |  | Removed from Ground | Diesel | 20000 | Cathodically Protected Steel | 1985-04-15 | Galvanized Steel | Pressurized
9000741 | 5 |  | 1985-04-15 |  | 1985-04-15 |  | Removed from Ground | Diesel | 20000 | Cathodically Protected Steel | 1985-04-15 | Galvanized Steel | Pressurized
9000741 | 6 |  | 1985-04-15 |  | 1985-04-15 |  | Removed from Ground | Kerosene | 4000 | Cathodically Protected Steel | 1985-04-15 | Galvanized Steel | Pressurized
9000741 | 7 |  | 1996-02-26 |  | 1996-02-26 |  | Removed from Ground | Diesel | 20000 | Double Walled | 1996-02-23 | Double Walled | Pressurized
9000741 | 8 |  | 1996-02-26 |  | 1996-02-26 |  | Removed from Ground | Diesel | 20000 | Double Walled | 1996-02-23 | Double Walled | Pressurized
9000741 | 9 |  | 1996-02-26 |  | 1996-02-26 |  | Removed from Ground | Diesel | 20000 | Double Walled | 1996-02-23 | Double Walled | Pressurized
9000742 | 1 | [5 empty] | Removed from Ground | Gas (Historical Use) | 1000 | Bare Steel | 1980-01-01 | Galvanized Steel
9000743 | E-1 | [5 empty] | Removed from Ground | Other | 6000 | Bare Steel | 1968-12-15 | Bare Steel
9000743 | E-2 | [5 empty] | Removed from Ground | Other | 6000 | Bare Steel | 1968-12-15 | Bare Steel
9000743 | E-3 | [5 empty] | Removed from Ground | Other | 6000 | Bare Steel | 1968-12-15 | Bare Steel
9000743 | E-4 | [5 empty] | Removed from Ground | Other | 6000 | Bare Steel | 1968-12-15 | Bare Steel
9000744 | 1 |  |  | no |  | no | Removed from Ground | Gas (Historical Use) | 4000 | Bare Steel | 1962-04-29 | Bare Steel
9000744 | 10 |  | 1991-12-26 | no | 1991-12-26 | no | Currently in Use | Premium | 8084 | Composite | 1992-01-01 | Fiberglass Reinforced Plastic | Pressurized
9000744 | 2 |  |  | no |  | no | Removed from Ground | Gas (Historical Use) | 4000 | Bare Steel | 1962-04-29 | Bare Steel
9000744 | 3 |  |  | no |  | no | Removed from Ground | Gas (Historical Use) | 4000 | Bare Steel | 1962-04-29 | Bare Steel
9000744 | 4 |  |  | no |  | no | Removed from Ground | Gas (Historical Use) | 4000 | Bare Steel | 1962-04-29 | Bare Steel
9000744 | 5 |  |  | no |  | no | Removed from Ground | Kerosene | 550 | Bare Steel | 1961-04-29 | Bare Steel
9000744 | 6 |  |  | yes |  | yes | Removed from Ground | Used Oil | 550 | Bare Steel | 1961-04-29 | Bare Steel
9000744 | 7 |  |  | no |  | no | Removed from Ground | Empty | 550 | Bare Steel | 1961-04-29 | Bare Steel
9000744 | 8 |  | 1991-12-26 | no | 1991-12-26 | no | Currently in Use | Regular | 10089 | Composite | 1992-01-01 | Fiberglass Reinforced Plastic | Pressurized
9000744 | 9 |  | 1991-12-26 | no | 1991-12-26 | no | Currently in Use | Plus | 10089 | Composite | 1992-01-01 | Fiberglass Reinforced Plastic | Pressurized
9000747 | 1 | [5 empty] | Removed from Ground | Gas (Historical Use) | 5000 | Cathodically Protected Steel | 1970-04-27 | Galvanized Steel
9000747 | 2 | [5 empty] | Removed from Ground | Gas (Historical Use) | 5000 | Cathodically Protected Steel | 1970-04-27 | Galvanized Steel
9000747 | 3 | [5 empty] | Removed from Ground | Gas (Historical Use) | 5000 | Cathodically Protected Steel | 1970-04-27 | Galvanized Steel
9000747 | 4 | [5 empty] | Removed from Ground | Gas (Historical Use) | 5000 | Cathodically Protected Steel | 1970-04-27 | Galvanized Steel
9000747 | 5 |  |  | yes |  | yes | Removed from Ground | Used Oil | 600 | Cathodically Protected Steel | 1970-04-27 | Galvanized Steel
9000749 | 120.01 | [5 empty] | Removed from Ground | Diesel | 1000 | Bare Steel | 1980-01-01 | Bare Steel
9000749 | 120.02 | [5 empty] | Removed from Ground | Gas (Historical Use) | 1000 | Bare Steel | 1980-01-01 | Bare Steel
9000750 | 1 | [5 empty] | Removed from Ground | Diesel | 2000 | Bare Steel | 1972-08-26 | Unknown
9000750 | 2 | [5 empty] | Removed from Ground | Gas (Historical Use) | 2000 | Bare Steel | 1972-08-26 | Unknown
9000751 | 1 | [5 empty] | Removed from Ground | Gas (Historical Use) | 10000 | Fiberglass | 1982-04-09 | Fiberglass Reinforced Plastic
9000751 | 2 | [5 empty] | Removed from Ground | Gas (Historical Use) | 10000 | Fiberglass | 1982-04-09 | Fiberglass Reinforced Plastic
9000751 | 3 | [5 empty] | Removed from Ground | Gas (Historical Use) | 10000 | Fiberglass | 1982-04-09 | Fiberglass Reinforced Plastic
9000751 | 4 | [5 empty] | Removed from Ground | Diesel | 10000 | Fiberglass | 1982-04-09 | Fiberglass Reinforced Plastic
9000751 | 5 | [5 empty] | Removed from Ground | Diesel | 1000 | Bare Steel | 1966-04-09 | Galvanized Steel
9000751 | 6 | [5 empty] | Closed in Ground | Other | 550 | Bare Steel | 1966-04-09 | Galvanized Steel
9000752 | 1 | [5 empty] | Closed in Ground | Diesel | 25000 | Bare Steel | 1976-05-08 | Galvanized Steel | Pressurized
9000752 | 10 |  |  | yes |  | yes | Removed from Ground | Used Oil | 1500 | Bare Steel | 1976-05-08 | Galvanized Steel
9000752 | 11 | [5 empty] | Removed from Ground | Other | 1000 | Bare Steel | 1976-05-08 | Double-Walled Fiberglass | Suction (American)
9000752 | 12 |  |  | yes |  | yes | Removed from Ground | Other | 3000 | Bare Steel | 1976-05-08 | Galvanized Steel | Pressurized
9000752 | 13 | Overfill Alarm | 2000-09-30 |  | 2000-09-30 |  | Currently in Use | New Oil | 2000 | Fiberglass | 1986-03-06 | Fiberglass Reinforced Plastic | Suction (American)
9000752 | 14 | Overfill Alarm | 2000-09-30 |  | 2000-09-30 |  | Temporarily out of use | Other | 1000 | Fiberglass | 1986-03-06 | Double-Walled Flex | Suction (American)
9000752 | 15 |  |  | yes |  | yes | Removed from Ground | Empty | 1000 | Fiberglass | 1986-03-06 | Galvanized Steel | Pressurized
9000752 | 17 | Overfill Alarm | 1996-03-01 |  | 1996-03-01 |  | Currently in Use | Diesel | 25000 | Fiberglass Double Walled | 1996-03-01 | Double-Walled Fiberglass | Pressurized
9000752 | 18 | Overfill Alarm | 1996-03-01 |  | 1996-03-01 |  | Currently in Use | Diesel | 25000 | Fiberglass Double Walled | 1996-03-01 | Double-Walled Fiberglass | Pressurized
9000752 | 19 | Overfill Alarm | 1996-03-01 |  | 1996-03-01 |  | Currently in Use | Diesel | 25000 | Fiberglass Double Walled | 1996-03-01 | Double-Walled Fiberglass | Pressurized
9000752 | 2 | [5 empty] | Closed in Ground | Diesel | 25000 | Bare Steel | 1976-05-08 | Galvanized Steel | Pressurized
9000752 | 20 | Overfill Alarm | 1996-03-01 |  | 1996-03-01 |  | Currently in Use | Diesel | 25000 | Fiberglass Double Walled | 1996-03-01 | Double-Walled Fiberglass | Pressurized
9000752 | 21 | Overfill Alarm | 2000-08-01 | yes | 2000-08-01 | yes | Currently in Use | Used Oil | 3000 | Fiberglass | 2000-09-30 | Not Marked | Gravity Fed
9000752 | 3 | [5 empty] | Closed in Ground | Diesel | 25000 | Bare Steel | 1976-05-08 | Galvanized Steel | Pressurized
9000752 | 4 | [5 empty] | Closed in Ground | Diesel | 25000 | Bare Steel | 1976-05-08 | Galvanized Steel | Pressurized
9000752 | 5 | [5 empty] | Closed in Ground | Empty | 6000 | Bare Steel | 1976-05-08 | Fiberglass Reinforced Plastic | Pressurized
9000752 | 6 | [5 empty] | Closed in Ground | Empty | 6000 | Bare Steel | 1976-05-08 | Fiberglass Reinforced Plastic | Pressurized
9000752 | 7 | [5 empty] | Closed in Ground | Other | 2000 | Bare Steel | 1976-05-08 | Galvanized Steel | Pressurized
9000752 | 8 | [5 empty] | Closed in Ground | Other | 6000 | Bare Steel | 1976-05-08 | Galvanized Steel
9000752 | 9 | [5 empty] | Closed in Ground | Other | 2000 | Bare Steel | 1976-05-08 | Galvanized Steel
9000753 | 1 | Flapper Valve | 1991-05-15 |  | 1991-05-15 |  | Removed from Ground | Diesel | 1000 | Tank Jacket | 1991-05-15 | Fiberglass Reinforced Plastic | Pressurized
9000753 | 2 | Flapper Valve | 1991-05-15 |  | 1991-05-15 |  | Removed from Ground | Diesel | 1000 | Tank Jacket | 1991-05-15 | Fiberglass Reinforced Plastic | Pressurized
9001001 | 1 | [5 empty] | Closed in Ground | Gas (Historical Use) | 10000 | Bare Steel | 1980-01-01 | Galvanized Steel | Pressurized
9001001 | 2 | [5 empty] | Closed in Ground | Diesel | 6000 | Fiberglass | 1980-01-01 | Galvanized Steel | Pressurized
9001002 | 1 |  | 1991-01-24 | no | 1991-01-24 | no | Currently in Use | Gas (Historical Use) | 4000 | Galvanic (STIP-3) | 1991-01-24 | Cathodically Protected | Safe Suction (Euro)
9001002 | 2 |  | 1991-01-24 |  | 1991-01-24 |  | Currently in Use | Gas (Historical Use) | 3000 | Galvanic (STIP-3) | 1991-01-24 | Cathodically Protected | Safe Suction (Euro)
9001002 | 3 |  | 1991-01-24 |  | 1991-01-24 |  | Currently in Use | Gas (Historical Use) | 4000 | Galvanic (STIP-3) | 1991-01-24 | Cathodically Protected | Safe Suction (Euro)
9001004 | 1 | [5 empty] | Removed from Ground | Other | 3000 | Marked Unknown | 1989-12-27 | Unknown
9001004 | 2 | [5 empty] | Removed from Ground | Other | 12000 | Marked Unknown | 1989-12-27 | Unknown
9001005 | 4 | [5 empty] | Removed from Ground | Other | 560 | Bare Steel | 1986-01-01 | Galvanized Steel
9001005 | 5 | [5 empty] | Removed from Ground | Other | 1012 | Bare Steel | 1986-01-01 | Galvanized Steel
9001006 | 1 |  | 1992-09-03 | no | 1992-09-03 | no | Currently in Use | Diesel | 1000 |  | 1992-09-03 | Fiberglass Reinforced Plastic | Suction (American)
9001007 | 1 | [5 empty] | Removed from Ground | Gas (Historical Use) | 10000 | Bare Steel | 1966-04-07 | Galvanized Steel
9001007 | 2 | [5 empty] | Removed from Ground | Gas (Historical Use) | 10000 | Bare Steel | 1966-04-07 | Galvanized Steel
9001007 | 3 | [5 empty] | Removed from Ground | Diesel | 10000 | Bare Steel | 1966-04-07 | Galvanized Steel
9001007 | 4 | [5 empty] | Removed from Ground | Gas (Historical Use) | 1000 | Bare Steel | 1971-04-08 | Galvanized Steel
9001008 | 1 | [5 empty] | Removed from Ground | Gas (Historical Use) | 550 | Bare Steel | 1961-04-07 | Galvanized Steel
9001008 | 2 | [5 empty] | Removed from Ground | Gas (Historical Use) | 550 | Bare Steel | 1961-04-07 | Galvanized Steel
9001008 | 3 | [5 empty] | Removed from Ground | Gas (Historical Use) | 550 | Bare Steel | 1961-01-01 | Galvanized Steel
9001009 | 1 | [5 empty] | Closed in Ground | Gas (Historical Use) | 0 | Not Marked/Unknown | 1988-01-01 | Not Marked
9001010 | 1 | [5 empty] | Closed in Ground | Gas (Historical Use) | 0 | Not Marked/Unknown | 1950-01-01 | Not Marked
9001011 | 1 | Flapper Valve | 1996-03-05 | no | 1996-03-05 | no | Currently in Use | Regular | 8000 | Steel-Impressed Current | 2000-08-16 | Steel (Impressed Current) | Safe Suction (Euro)
9001011 | 2 |  | 1996-03-05 | no | 1996-03-05 | no | Currently in Use | Regular | 8000 | Steel-Impressed Current | 2000-08-16 | Steel (Impressed Current) | Safe Suction (Euro)
9001011 | 3 |  | 1992-01-01 | no | 1992-01-01 | no | Currently in Use | Diesel | 3000 | Galvanic (STIP-3) | 1992-01-01 | Steel (Impressed Current) | Safe Suction (Euro)
9001014 | 1 |  | 1998-07-25 |  | 1998-08-12 |  | Currently in Use | Gas (Historical Use) | 5000 | Composite | 1986-12-10 | Cathodically Protected | Pressurized
9001014 | 2 |  | 1998-07-25 |  | 1989-08-12 |  | Currently in Use | Gas (Historical Use) | 5000 | Composite | 1986-12-10 | Cathodically Protected | Pressurized
9001014 | 3 |  | 1998-07-25 |  | 1989-08-12 |  | Currently in Use | Gas (Historical Use) | 5000 | Composite | 1986-12-10 | Cathodically Protected | Pressurized
9001014 | 4 |  | 1998-07-25 |  | 1989-08-12 |  | Currently in Use | Diesel | 4000 | Composite | 1986-12-10 | Cathodically Protected | Pressurized
9001015 | 0 | [5 empty] | Removed from Ground | Gas (Historical Use) | 1 | Not Marked/Unknown |  | Not Marked
9001016 | 1 |  | 1999-03-11 |  | 1999-03-11 |  | Removed from Ground | Gas (Historical Use) | 4000 | Cathodically Protected Steel | 1978-01-01 | Cathodically Protected | Suction (American)
9001016 | 2 |  | 1999-03-11 |  | 1999-03-11 |  | Removed from Ground | Gas (Historical Use) | 4000 | Cathodically Protected Steel | 1978-01-01 | Cathodically Protected | Suction (American)
9001016 | 3 |  | 1999-03-11 |  | 1999-03-11 |  | Removed from Ground | Gas (Historical Use) | 4000 | Cathodically Protected Steel | 1978-01-01 | Cathodically Protected | Suction (American)
9001016 | 4 |  | 1999-03-11 |  | 1999-03-11 |  | Removed from Ground | Gas (Historical Use) | 4000 | Cathodically Protected Steel | 1978-01-01 | Cathodically Protected | Suction (American)
9001017 | 1 |  | 1992-09-06 |  | 1992-09-06 |  | Currently in Use | Gas (Historical Use) | 8000 | Cathodically Protected Steel | 1992-09-06 | Fiberglass Reinforced Plastic | Pressurized
9001017 | 2 |  | 1992-09-06 |  | 1992-09-06 |  | Currently in Use | Gas (Historical Use) | 4000 | Cathodically Protected Steel | 1992-09-06 | Fiberglass Reinforced Plastic | Pressurized
9001017 | 3 |  | 1992-09-06 |  | 1992-09-06 |  | Currently in Use | Gas (Historical Use) | 4000 | Cathodically Protected Steel | 1982-09-06 | Fiberglass Reinforced Plastic | Pressurized
9001017 | 4 |  | 1994-06-20 |  | 1994-06-20 |  | Currently in Use | Diesel | 10000 | Cathodically Protected Steel | 1994-06-20 | Fiberglass Reinforced Plastic | Pressurized
9001019 | 1 | [5 empty] | Removed from Ground | Gas (Historical Use) | 2000 | Bare Steel | 1983-08-10 | Galvanized Steel | Safe Suction (Euro)
9001019 | 2 | [5 empty] | Removed from Ground | Gas (Historical Use) | 2000 | Bare Steel | 1983-08-10 | Galvanized Steel | Safe Suction (Euro)
9001020 | 1 | [5 empty] | Removed from Ground | Gas (Historical Use) | 1000 | Bare Steel | 1998-10-08 | Galvanized Steel | Safe Suction (Euro)
9001020 | 2 | [5 empty] | Removed from Ground | Empty | 500 | Bare Steel | 1998-10-08 | Galvanized Steel | Safe Suction (Euro)
9001021 | 0 |  |  | yes |  | yes | Removed from Ground | Used Oil | 500 | Not Marked/Unknown | 1995-03-02 | Not Marked
9001022 | 1 |  | 1988-06-05 |  | 1998-01-01 |  | Currently in Use | Gas (Historical Use) | 6000 | Cathodically Protected Steel | 1988-05-25 | Fiberglass Reinforced Plastic | Pressurized
9001022 | 2 |  | 1988-06-05 |  | 1998-01-01 |  | Currently in Use | Gas (Historical Use) | 6000 | Cathodically Protected Steel | 1988-05-25 | Fiberglass Reinforced Plastic | Pressurized
9001022 | 3 |  | 1988-06-05 |  | 1998-01-01 |  | Currently in Use | Gas (Historical Use) | 6000 | Cathodically Protected Steel | 1988-05-25 | Fiberglass Reinforced Plastic | Pressurized
9001023 | 1 |  |  |  | 1987-03-15 |  | Removed from Ground | Gas (Historical Use) | 1000 | Bare Steel | 1987-03-15 | Galvanized Steel | Safe Suction (Euro)
9001024 | 1 | [5 empty] | Closed in Ground | Diesel | 5000 | Bare Steel | 1975-01-01 | Galvanized Steel | Safe Suction (Euro)
9001024 | 2 | [5 empty] | Closed in Ground | Gas (Historical Use) | 5000 | Bare Steel | 1975-01-01 | Galvanized Steel | Safe Suction (Euro)
9001024 | 3 | [5 empty] | Closed in Ground | Gas (Historical Use) | 2000 | Bare Steel | 1987-01-01 | Galvanized Steel | Safe Suction (Euro)
9001025 | 1 |  | 1995-12-01 | no | 1995-12-01 | no | Currently in Use | Gas (Historical Use) | 5000 | Steel-Impressed Current | 1995-12-01 | Double Walled | Pressurized
9001025 | 2 |  | 1995-12-01 | no | 1995-12-01 | no | Currently in Use | Gas (Historical Use) | 5000 | Steel-Impressed Current | 1995-12-01 | Double Walled | Pressurized
9001025 | 3 |  | 1995-12-01 | no | 1995-12-01 | no | Currently in Use | Gas (Historical Use) | 5000 | Steel-Impressed Current | 1995-12-01 | Double Walled | Pressurized
9001025 | 4 |  | 1995-12-01 | no | 1995-12-01 | no | Currently in Use | Diesel | 2000 | Steel-Impressed Current | 1995-12-01 | Double Walled | Pressurized
9001025 | 5 |  | 2017-02-10 | no | 2017-02-10 | no | Currently in Use | Diesel |  | Composite Double Walled | 2017-02-10 | Double-Walled Flex | Pressurized
9001026 | 1 |  | 1999-01-08 |  | 1999-01-08 |  | Currently in Use | Gas (Historical Use) | 6000 | Steel-Impressed Current | 1999-01-08 | Cathodically Protected | Suction (American)
9001026 | 2 |  | 1999-01-08 |  | 1999-01-08 |  | Currently in Use | Gas (Historical Use) | 6000 | Steel-Impressed Current | 1999-01-08 | Cathodically Protected | Suction (American)
9001026 | 3 |  | 1999-01-08 |  | 1999-01-08 |  | Currently in Use | Gas (Historical Use) | 2000 | Steel-Impressed Current | 1999-01-08 | Cathodically Protected | Suction (American)
9001026 | 4 |  | 1999-01-08 |  | 1999-01-08 |  | Currently in Use | Gas (Historical Use) | 1000 | Steel-Impressed Current | 1999-01-08 | Cathodically Protected | Suction (American)
9001027 | 1 | Flapper Valve | 1998-12-01 |  | 1987-08-01 |  | Removed from Ground | Gas (Historical Use) | 1000 | Galvanic (STIP-3) | 1987-10-01 | Fiberglass Reinforced Plastic | Suction (American)
9001027 | 2 | Flapper Valve | 1998-12-01 |  | 1987-08-01 |  | Removed from Ground | Gas (Historical Use) | 1000 | Galvanic (STIP-3) | 1987-10-01 | Fiberglass Reinforced Plastic | Suction (American)
9001028 | 1 | [5 empty] | Removed from Ground | Diesel | 10000 | Marked Unknown | 1995-11-16 | Unknown
9001029 | 1 | [5 empty] | Removed from Ground | Gas (Historical Use) | 1000 | Bare Steel | 1984-01-01 | Galvanized Steel | Suction (American)
9001029 | 2 | [5 empty] | Removed from Ground | Gas (Historical Use) | 1000 | Bare Steel | 1984-01-01 | Galvanized Steel | Suction (American)
9001029 | 3 | Ball Float | 1996-11-01 |  | 1996-11-01 |  | Currently in Use | Diesel | 1000 | Epoxy | 1996-11-01 | Fiberglass Reinforced Plastic | Safe Suction (Euro)
9001029 | 4A | Ball Float | 1996-11-01 |  | 1996-11-01 |  | Currently in Use | Gas (Historical Use) | 4000 | Composite | 1996-11-01 | Fiberglass Reinforced Plastic | Safe Suction (Euro)
9001029 | 4B | Ball Float | 1996-11-01 |  | 1996-11-01 |  | Currently in Use | Gas (Historical Use) | 2000 | Composite | 1996-11-01 | Fiberglass Reinforced Plastic | Safe Suction (Euro)
9001030 | 1 | [5 empty] | Removed from Ground | Gas (Historical Use) | 1012 | Cathodically Protected Steel | 1985-10-16 | Galvanized Steel | Safe Suction (Euro)
9001030 | 2 | [5 empty] | Removed from Ground | Diesel | 2004 | Cathodically Protected Steel | 1985-10-16 | Galvanized Steel | Safe Suction (Euro)
9001030 | 3 | [5 empty] | Removed from Ground | Diesel | 10000 | Cathodically Protected Steel | 1985-10-16 | Galvanized Steel | Safe Suction (Euro)
9001030 | 4 | [5 empty] | Removed from Ground | Gas (Historical Use) | 1000 | Bare Steel | 1981-03-10 | Galvanized Steel
9001030 | 5 | [5 empty] | Removed from Ground | Diesel | 1000 | Bare Steel | 1981-03-10 | Galvanized Steel
9001031 | 1 |  | 1998-04-15 | no | 1998-04-15 | no | Currently in Use | Gas (Historical Use) | 8000 | STIP-3/Double walled | 1998-04-15 | Fiberglass Reinforced Plastic | Pressurized
9001031 | 2 |  | 1998-04-15 | no | 1998-04-15 | no | Currently in Use | Gas (Historical Use) | 8000 | STIP-3/Double walled | 1998-04-15 | Fiberglass Reinforced Plastic | Pressurized
9001031 | 3 |  | 1998-04-15 | no | 1998-04-15 | no | Currently in Use | Gas (Historical Use) | 8000 | STIP-3/Double walled | 1998-04-15 | Fiberglass Reinforced Plastic | Pressurized
9001032 | 1 |  | 1998-07-25 | no | 1991-03-06 | no | Currently in Use | Diesel | 6000 | Galvanic (STIP-3) | 1991-03-06 | Steel (Impressed Current) | Safe Suction (Euro)
9001032 | 2 | Flapper Valve | 1998-07-28 | no | 1991-03-06 | no | Temporarily out of use | Regular | 2000 | Galvanic (STIP-3) | 1991-03-06 | Steel (Impressed Current) | Safe Suction (Euro)
9001033 | 2 |  | 1998-08-20 | no | 1990-01-01 | no | Temporarily out of use | Gas (Historical Use) | 6000 | STIP-3/Impressed Current | 1990-01-01 | Fiberglass Reinforced Plastic | Pressurized
9001034 | 1 |  | 1996-12-01 |  | 1996-12-01 |  | Currently in Use | Diesel | 10000 | Galvanic (STIP-3) | 1990-01-09 | Fiberglass Reinforced Plastic | Safe Suction (Euro)
9001034 | 2 |  | 1996-12-01 |  | 1996-12-01 |  | Currently in Use | Diesel | 10000 | Galvanic (STIP-3) | 1996-12-01 | Fiberglass Reinforced Plastic | Safe Suction (Euro)
9001035 | 1 | [5 empty] | Removed from Ground | Gas (Historical Use) | 2000 | Not Marked/Unknown | 1997-03-05 | Not Marked
9001036 | 1 | [5 empty] | Removed from Ground | Diesel | 6000 | Bare Steel | 1998-07-27 | Bare Steel
9001036 | 2 | [5 empty] | Removed from Ground | Gas (Historical Use) | 6000 | Bare Steel | 1998-07-27 | Bare Steel
9001036 | 3 | [5 empty] | Removed from Ground | Gas (Historical Use) | 2000 | Bare Steel | 1998-07-27 | Bare Steel
9001037 | 1 | [5 empty] | Currently in Use | Gas (Historical Use) | 6000 | Not Marked/Unknown |  | Not Marked
9001037 | 2 | [5 empty] | Currently in Use | Gas (Historical Use) | 2000 | Not Marked/Unknown |  | Not Marked
9001037 | 3 | [5 empty] | Currently in Use | Diesel | 6000 | Not Marked/Unknown |  | Not Marked
9001038 | 1 | [5 empty] | Removed from Ground | Diesel | 0 | Not Marked/Unknown | 1999-04-01 | Bare Steel
9001038 | 2 | [5 empty] | Removed from Ground | Diesel | 0 | Not Marked/Unknown | 1999-04-01 | Bare Steel
9001038 | 3 | Ball Float | 1999-04-01 | no | 1999-04-01 | yes | Installed | Aviation Gas/AV Gas | 12000 | Composite | 1999-04-01 | Fiberglass Reinforced Plastic | Pressurized
9001038 | 4 | Ball Float | 1999-04-01 | no | 1999-04-01 | no | Installed | Jet Fuel | 12000 | Composite | 1999-04-01 | Fiberglass Reinforced Plastic | Pressurized
9001039 | 1 |  | 1999-06-01 |  | 1999-06-01 |  | Currently in Use | Gas (Historical Use) | 12000 | Composite | 1999-06-01 | Fiberglass Reinforced Plastic
9001039 | 2 |  | 1999-06-01 |  | 1999-06-01 |  | Currently in Use | Gas (Historical Use) | 8000 | Composite | 1999-06-01 | Fiberglass Reinforced Plastic
9001039 | 3 |  | 1999-06-01 |  | 1999-06-01 |  | Currently in Use | Diesel | 6000 | Composite | 1999-06-01 | Fiberglass Reinforced Plastic
9001040 | 1 | Flapper Valve | 1999-03-02 |  | 1999-03-02 |  | Currently in Use | Gas (Historical Use) | 3000 | Composite | 1999-03-02 | Fiberglass Reinforced Plastic
9001041 | 1 |  | 1986-12-02 |  | 1986-12-02 |  | Currently in Use | Gas (Historical Use) | 1000 | Cathodically Protected Steel | 1986-12-02 | Cathodically Protected | Safe Suction (Euro)
9001041 | 2 |  | 1986-12-02 |  | 1986-12-02 |  | Currently in Use | Gas (Historical Use) | 1000 | Cathodically Protected Steel | 1986-12-02 | Cathodically Protected | Safe Suction (Euro)
9001042 | 1 |  | 2002-02-01 |  | 2002-02-01 |  | Currently in Use | Gas (Historical Use) | 12000 | Epoxy | 2002-01-28 | Double Walled | Pressurized
9001042 | 2A |  | 2002-02-01 |  | 2002-02-01 |  | Currently in Use | Gas (Historical Use) | 8000 | Epoxy | 2002-01-28 | Double Walled | Pressurized
9001042 | 2B |  | 2002-02-01 |  | 2002-02-01 |  | Currently in Use | Diesel | 4000 | Epoxy | 2002-01-28 | Double Walled | Pressurized
9001043 | 1 |  | 1999-08-01 |  | 1999-08-01 |  | Temporarily out of use | Diesel | 1000 | Composite | 1999-08-01 | Fiberglass Reinforced Plastic | Safe Suction (Euro)
9001043 | 2 |  | 1999-08-01 |  | 1999-08-01 |  | Temporarily out of use | Diesel | 1000 | Composite | 1999-08-01 | Fiberglass Reinforced Plastic | Safe Suction (Euro)
9002001 | 1 |  | 1997-03-01 |  | 1997-03-01 |  | Currently in Use | Gas (Historical Use) | 6000 | Steel-Impressed Current | 1979-01-01 | Fiberglass Reinforced Plastic | Suction (American)
9002001 | 2 |  | 1997-03-01 |  | 1997-03-01 |  | Currently in Use | Gas (Historical Use) | 4000 | Steel-Impressed Current | 1979-01-01 | Fiberglass Reinforced Plastic | Suction (American)
9002001 | 3 |  | 1997-03-01 |  | 1997-03-01 |  | Currently in Use | Gas (Historical Use) | 4000 | Steel-Impressed Current | 1979-01-01 | Fiberglass Reinforced Plastic | Suction (American)
9002002 | 1 | [5 empty] | Removed from Ground | Gas (Historical Use) | 6000 | Bare Steel | 1978-01-01 | Galvanized Steel
9002002 | 2 | [5 empty] | Removed from Ground | Gas (Historical Use) | 6000 | Bare Steel | 1978-01-01 | Galvanized Steel
9002002 | 3 | [5 empty] | Removed from Ground | Gas (Historical Use) | 10000 | Bare Steel | 1978-01-01 | Galvanized Steel
9002003 | 1 | [5 empty] | Removed from Ground | Other | 3300 | Marked Unknown | 1991-09-17 | Unknown
9002003 | 2 | [5 empty] | Removed from Ground | Other | 500 | Marked Unknown | 1991-09-17 | Unknown
9002004 | 1 | [5 empty] | Removed from Ground | Gas (Historical Use) | 3000 | Bare Steel | 1977-04-18 | Galvanized Steel | Suction (American)
9002004 | 2 | [5 empty] | Removed from Ground | Diesel | 3000 | Bare Steel | 1977-04-18 | Galvanized Steel | Suction (American)
9002006 | 1 | Flapper Valve | 1995-11-21 |  | 1989-08-08 |  | Currently in Use | Gas (Historical Use) | 10000 | Fiberglass | 1989-08-08 | Fiberglass Reinforced Plastic | Pressurized
9002006 | 2 | Flapper Valve | 1995-11-21 |  | 1989-08-08 |  | Currently in Use | Gas (Historical Use) | 10000 | Fiberglass | 1989-08-08 | Fiberglass Reinforced Plastic | Pressurized
9002006 | 3 | Flapper Valve | 1998-11-21 |  | 1989-08-08 |  | Currently in Use | Gas (Historical Use) | 10000 | Fiberglass | 1989-08-08 | Fiberglass Reinforced Plastic | Pressurized
9002006 | 4 | Flapper Valve | 1998-11-21 |  | 1989-08-08 |  | Currently in Use | Diesel | 10000 | Fiberglass | 1989-08-08 | Fiberglass Reinforced Plastic | Pressurized
9002007 | 1 | [5 empty] | Removed from Ground | Diesel | 3000 | Not Marked/Unknown | 1992-07-01 | Not Marked
9002008 | 1 |  |  |  | 1993-05-01 |  | Removed from Ground | Gas (Historical Use) | 4000 | Epoxy | 1979-05-01 | Galvanized Steel | Safe Suction (Euro)
9002008 | 2 |  |  |  | 1993-05-01 |  | Removed from Ground | Gas (Historical Use) | 6000 | Epoxy | 1979-05-01 | Galvanized Steel | Safe Suction (Euro)
9002008 | 3 | Ball Float | 1998-12-08 |  | 1998-12-08 |  | Currently in Use | Gas (Historical Use) | 8000 | Composite | 1998-12-08 | Flex | Pressurized
9002008 | 4 | Ball Float | 1998-12-08 |  | 1998-12-08 |  | Currently in Use | Gas (Historical Use) | 4000 | Composite | 1998-12-08 | Flex | Pressurized
9002009 | 1 | [5 empty] | Removed from Ground | Gas (Historical Use) | 6000 | Bare Steel | 1993-05-01 | Galvanized Steel | Suction (American)
9002009 | 2 | [5 empty] | Removed from Ground | Diesel | 6000 | Bare Steel | 1993-05-01 | Galvanized Steel | Suction (American)
9002010 | PLUS | [5 empty] | Removed from Ground | Gas (Historical Use) | 2000 | Bare Steel | 1999-01-01 | Galvanized Steel | Suction (American)
9002010 | PREM | [5 empty] | Removed from Ground | Gas (Historical Use) | 2000 | Bare Steel | 1999-01-01 | Galvanized Steel | Suction (American)
9002010 | UNL | [5 empty] | Removed from Ground | Gas (Historical Use) | 2000 | Bare Steel | 1999-01-01 | Galvanized Steel | Suction (American)
9002011 | 1 | [5 empty] | Removed from Ground | Gas (Historical Use) | 1000 | Marked Unknown | 1998-12-01 | Not Marked
9002012 | 1 | [5 empty] | Removed from Ground | Gas (Historical Use) | 2000 | Not Marked/Unknown | 1998-12-01 | Not Marked
9002012 | 2 | [5 empty] | Removed from Ground | Gas (Historical Use) | 2000 | Not Marked/Unknown | 1998-12-01 | Not Marked
9002012 | 3 | [5 empty] | Removed from Ground | Gas (Historical Use) | 2000 | Not Marked/Unknown | 1998-12-01 | Not Marked
9002013 | 1 |  | 2000-09-07 |  | 2000-09-07 |  | Removed from Ground | Diesel | 20000 | Composite | 2000-08-29 | Double-Walled Flex | Pressurized
9002013 | 2A |  | 2000-09-07 |  | 2000-09-07 |  | Removed from Ground | Gas (Historical Use) | 12000 | Composite | 2000-08-29 | Double-Walled Flex | Pressurized
9002013 | 2B |  | 2000-09-07 |  | 2000-09-07 |  | Removed from Ground | Gas (Historical Use) | 8000 | Composite | 2000-08-29 | Double-Walled Flex | Pressurized
9003001 | 1 |  | 1996-01-01 | no | 1996-01-01 | no | Currently in Use | Diesel | 10000 | Galvanic (STIP-3) | 1996-01-01 | Double Walled | Pressurized
9003001 | 2 |  | 1996-01-01 | no | 1996-01-01 | no | Currently in Use | Gas (Historical Use) | 5000 | Steel-Impressed Current | 1996-01-01 | Double Walled | Pressurized
9003001 | 3 |  | 1996-01-01 | no | 1996-01-01 | no | Currently in Use | Diesel | 5000 | Steel-Impressed Current | 1996-01-01 | Double Walled | Pressurized
9003001 | 4 |  | 1996-01-01 | no | 1996-01-01 | no | Currently in Use | Gas (Historical Use) | 10000 | Steel-Impressed Current | 1996-01-01 | Double Walled | Pressurized
9003001 | 5 |  | 1996-01-01 | no | 1996-01-01 | no | Currently in Use | Gas (Historical Use) | 10000 | Steel-Impressed Current | 1996-01-01 | Double Walled | Pressurized
9003001 | 6 | [5 empty] | Removed from Ground | Other | 0 | Not Marked/Unknown | 1998-11-30 | Not Marked
9003003 | 1 | [5 empty] | Removed from Ground | Gas (Historical Use) | 1 | Marked Unknown | 1967-03-01 | Galvanized Steel | Safe Suction (Euro)
9003003 | 2 | [5 empty] | Removed from Ground | Gas (Historical Use) | 1 | Marked Unknown | 1967-03-01 | Galvanized Steel | Safe Suction (Euro)
9003003 | 3 | [5 empty] | Removed from Ground | Gas (Historical Use) | 1 | Marked Unknown | 1967-03-01 | Galvanized Steel | Safe Suction (Euro)
9003003 | 4 | [5 empty] | Removed from Ground | Gas (Historical Use) | 1 | Marked Unknown | 1967-03-01 | Galvanized Steel | Safe Suction (Euro)
9003003 | 5 | [5 empty] | Removed from Ground | Kerosene | 1 | Marked Unknown | 1967-03-01 | Galvanized Steel | Safe Suction (Euro)
9003004 | 1 | [5 empty] | Removed from Ground | Other | 0 | Not Marked/Unknown | 1993-04-21 | Unknown
9003004 | 2 | [5 empty] | Removed from Ground | Other | 0 | Not Marked/Unknown | 1993-04-21 | Unknown
9003005 | 1 |  | 1993-08-08 | no | 1993-08-08 | no | Removed from Ground | Diesel | 3000 | Fiberglass | 1993-08-08 | Fiberglass Reinforced Plastic | Suction (American)
9003006 | 1 |  | 1996-06-19 | no | 1996-06-19 | no | Temporarily out of use | Regular | 6000 | Steel-Impressed Current | 1996-04-12 |  | Suction (American)
9003006 | 2 |  | 1996-06-19 | no | 1996-06-19 | no | Temporarily out of use | Regular | 6000 | Steel-Impressed Current | 1996-04-12 |  | Suction (American)
9003006 | 3 |  | 1996-06-19 | no | 1996-06-19 | no | Temporarily out of use |  | 6000 | Steel-Impressed Current | 1996-04-12 |  | Suction (American)
9003007 | 1 |  | 1987-06-10 |  | 1995-09-21 |  | Currently in Use | Gas (Historical Use) | 8000 | Composite | 1987-06-01 | Fiberglass Reinforced Plastic | Pressurized
9003007 | 2 |  | 1987-06-01 |  | 1995-09-21 |  | Currently in Use | Gas (Historical Use) | 8000 | Composite | 1987-06-01 | Fiberglass Reinforced Plastic | Pressurized
9003007 | 3 |  | 1987-06-01 |  | 1995-09-21 |  | Currently in Use | Gas (Historical Use) | 8000 | Composite | 1987-06-01 | Fiberglass Reinforced Plastic | Pressurized
9003007 | 4 |  | 1987-06-01 |  | 1995-09-21 |  | Currently in Use | Diesel | 10000 | Composite | 1987-06-01 | Fiberglass Reinforced Plastic | Pressurized
9003007 | 5 |  | 1987-06-01 |  | 1995-09-21 |  | Currently in Use | Diesel | 10000 | Composite | 1987-06-01 | Fiberglass Reinforced Plastic | Pressurized
9003007 | 6 |  | 1994-04-01 | no | 1994-04-01 | no | Currently in Use | Kerosene | 3000 | Composite | 1994-04-19 | Galvanized Steel | Pressurized
9003008 | 1 | [5 empty] | Removed from Ground | Gas (Historical Use) | 1 | Not Marked/Unknown | 1992-03-27 | Not Marked
9003008 | 2 | [5 empty] | Removed from Ground | Gas (Historical Use) | 1 | Not Marked/Unknown | 1992-03-27 | Not Marked
9003010 | 503D1 | [5 empty] | Removed from Ground | Diesel | 1000 | Cathodically Protected Steel | 1990-01-01 | Galvanized Steel | Safe Suction (Euro)
9003010 | 503G1 | [5 empty] | Removed from Ground | Gas (Historical Use) | 1000 | Cathodically Protected Steel | 1990-01-01 | Galvanized Steel | Safe Suction (Euro)
9003011 | 1 | [5 empty] | Removed from Ground | Used Oil | 550 | Not Marked/Unknown | 1991-01-01 | Not Marked
9003012 | 1 | [5 empty] | Removed from Ground | Gas (Historical Use) | 4000 | Not Marked/Unknown | 1990-01-01 | Unknown
9003012 | 2 | [5 empty] | Removed from Ground | Gas (Historical Use) | 4000 | Not Marked/Unknown | 1990-01-01 | Unknown
9003012 | 3 | [5 empty] | Removed from Ground | Diesel | 1000 | Not Marked/Unknown | 1990-01-01 | Unknown
9003013 | 1 |  | 1997-01-01 |  | 1997-01-01 |  | Removed from Ground | Gas (Historical Use) | 6000 | Cathodically Protected Steel | 1999-08-23 | Cathodically Protected | Pressurized
9003013 | 2 |  | 1997-01-01 |  | 1997-01-01 |  | Removed from Ground | Gas (Historical Use) | 6000 | Cathodically Protected Steel | 1999-08-23 | Cathodically Protected | Pressurized
9003013 | 3 |  | 1997-01-01 |  | 1997-01-01 |  | Removed from Ground | Gas (Historical Use) | 6000 | Cathodically Protected Steel | 1999-08-23 | Cathodically Protected | Pressurized
9003014 | 1 |  | 1994-01-01 | no | 1994-01-01 | no | Temporarily out of use | Diesel | 8000 | Composite | 1994-02-01 | Fiberglass Reinforced Plastic | Pressurized
9003014 | 2A |  | 1994-01-01 | no | 1994-01-01 | no | Temporarily out of use | Gas (Historical Use) | 4000 | Composite | 1994-02-01 | Fiberglass Reinforced Plastic | Pressurized
9003014 | 2B |  | 1994-11-01 | no | 1994-11-01 | no | Temporarily out of use | Gas (Historical Use) | 4000 | Composite | 1994-02-01 | Fiberglass Reinforced Plastic | Pressurized
9003015 | 1 | [5 empty] | Removed from Ground | Gas (Historical Use) | 2000 | Cathodically Protected Steel | 1984-03-01 | Galvanized Steel
9003015 | 2 | [5 empty] | Removed from Ground | Gas (Historical Use) | 2000 | Cathodically Protected Steel | 1984-03-01 | Galvanized Steel
9003015 | 3 |  | 1995-12-01 | no | 1995-12-01 | no | Currently in Use | Diesel | 2000 | Composite | 1995-12-01 | Fiberglass Reinforced Plastic | Safe Suction (Euro)
9003015 | 4 |  | 1995-12-01 | no | 1995-12-01 | no | Currently in Use | Diesel | 2000 | Composite | 1995-12-01 | Fiberglass Reinforced Plastic | Safe Suction (Euro)
9003015 | 5A | Ball Float | 2008-08-10 | no | 2008-08-10 | no | Currently in Use | Gas (Historical Use) | 9000 | Composite Double Walled | 2008-08-03 | Double-Walled Flex | Pressurized
9003015 | 5B | Ball Float | 2008-08-10 | no | 2008-08-10 | no | Currently in Use | Gas (Historical Use) | 3000 | Composite Double Walled | 2008-08-03 | Double-Walled Flex | Pressurized
9003015 | 6 | Ball Float | 2008-08-10 | no | 2008-08-10 | no | Currently in Use | Diesel | 10000 | Composite Double Walled | 2008-08-03 | Double-Walled Flex | Pressurized
9003020 | 1 |  | 1993-05-13 |  | 1993-05-13 | yes | Currently in Use | Diesel | 20000 | Steel-Impressed Current | 1993-05-13 | Double Walled | Suction (American)
9003021 | 0 |  | 1999-01-29 |  | 1999-01-29 |  | Temporarily out of use | Gas (Historical Use) | 0 | Steel-Impressed Current | 1972-05-01 | Cathodically Protected | Suction (American)
9003021 | 1 |  | 1999-01-29 |  | 1999-01-29 |  | Temporarily out of use | Gas (Historical Use) | 2980 | Steel-Impressed Current | 1972-05-01 | Cathodically Protected | Suction (American)
9003021 | 3 |  | 1999-01-29 |  | 1999-01-29 |  | Temporarily out of use | Gas (Historical Use) | 2980 | Steel-Impressed Current | 1972-05-01 | Cathodically Protected | Suction (American)
9003021 | 4 |  | 1999-01-29 |  | 1999-01-29 |  | Temporarily out of use | Gas (Historical Use) | 2980 | Steel-Impressed Current | 1972-05-01 | Cathodically Protected | Suction (American)
9003022 | 1 |  |  | no |  | no | Temporarily out of use | Regular | 1016 | Fiberglass | 1989-01-01 | Galvanized Steel | Suction (American)
9003022 | 2 |  |  | no |  | no | Temporarily out of use | Regular | 1016 | Fiberglass | 1989-01-01 | Galvanized Steel | Suction (American)
9003023 | 1-REG |  | 1998-12-21 |  | 1998-12-21 |  | Removed from Ground | Gas (Historical Use) | 1000 | Cathodically Protected Steel | 1989-01-30 | Cathodically Protected | Suction (American)
9003023 | 2-PLUS |  | 1998-12-22 |  | 1998-12-22 |  | Removed from Ground | Gas (Historical Use) | 1000 | Cathodically Protected Steel | 1989-01-30 | Galvanized Steel | Suction (American)
9003024 | 1 |  |  | yes |  | yes | Removed from Ground | Used Oil | 250 | Not Marked/Unknown | 1996-06-01 | Not Marked
9003025 | 1 | [5 empty] | Removed from Ground | Gas (Historical Use) | 4000 | Bare Steel | 1969-02-01 | Bare Steel | Suction (American)
9003025 | 2 | [5 empty] | Removed from Ground | Gas (Historical Use) | 6000 | Bare Steel | 1969-02-01 | Bare Steel | Suction (American)
9003026 | 1 | [5 empty] | Removed from Ground | Kerosene | 0 | Not Marked/Unknown | 1996-07-22 | Not Marked
9003026 | 2 | [5 empty] | Removed from Ground | Empty | 0 | Not Marked/Unknown | 1996-07-22 | Not Marked
9003026 | 3 | [5 empty] | Removed from Ground | Gas (Historical Use) | 0 | Not Marked/Unknown | 1996-07-22 | Not Marked
9003027 | 1 | [5 empty] | Permanently Out Of Use | Gas (Historical Use) | 0 | Not Marked/Unknown | 2000-08-11 | Not Marked
9003027 | 2 | [5 empty] | Permanently Out Of Use | Gas (Historical Use) | 0 | Not Marked/Unknown | 2000-08-11 | Not Marked
9003028 | 1 | [5 empty] | Removed from Ground | Gas (Historical Use) | 0 | Not Marked/Unknown | 1976-01-01 | Not Marked
9003028 | 2 | [5 empty] | Removed from Ground | Gas (Historical Use) | 0 | Not Marked/Unknown | 1976-01-01 | Not Marked
9003029 | 1 | [5 empty] | Removed from Ground | Diesel | 0 | Not Marked/Unknown |  | Not Marked
9003031 | 1 | [5 empty] | Removed from Ground | Gas (Historical Use) | 2000 | Not Marked/Unknown | 1997-04-01 | Not Marked
9003031 | 2 | [5 empty] | Removed from Ground | Gas (Historical Use) | 3000 | Not Marked/Unknown | 1997-04-01 | Not Marked
9003031 | 3 | [5 empty] | Removed from Ground | Gas (Historical Use) | 560 | Not Marked/Unknown | 1997-04-01 | Not Marked
9003032 | 1 |  | 1997-08-01 |  | 1997-08-01 |  | Currently in Use | Gas (Historical Use) | 12000 | Composite | 1997-08-01 | Fiberglass Reinforced Plastic | Pressurized
9003032 | 2 |  | 1997-08-01 |  | 1997-08-01 |  | Currently in Use | Gas (Historical Use) | 8000 | Composite | 1997-08-01 | Fiberglass Reinforced Plastic | Pressurized
9003033 | 1 |  | 1999-08-01 |  | 1999-08-01 |  | Currently in Use | Gas (Historical Use) | 12000 | Composite | 1999-08-01 | Double Walled | Pressurized
9003033 | 2A |  | 1999-08-01 |  | 1999-08-01 |  | Currently in Use | Gas (Historical Use) | 8000 | Composite | 1999-08-01 | Double Walled | Pressurized
9003033 | 2B |  | 1999-08-01 |  | 1999-08-01 |  | Currently in Use | Diesel | 4000 | Composite | 1999-08-01 | Double Walled | Pressurized
9003034 | 1 |  | 1997-09-18 | no | 1997-09-18 | no | Removed from Ground | Diesel | 10000 | Epoxy Double-Walled | 1997-09-08 | Aboveground | Pressurized
9003035 | 1 | Ball Float | 2000-04-11 | yes | 2000-04-11 |  | Currently in Use | Gas (Historical Use) | 10000 | Composite | 2000-03-20 | Fiberglass Reinforced Plastic | Pressurized
9003035 | 2 | Ball Float | 2000-04-11 | yes | 2000-04-11 |  | Currently in Use | Gas (Historical Use) | 6000 | Composite | 2000-03-20 | Fiberglass Reinforced Plastic | Pressurized
9003035 | 3 | Ball Float | 2000-04-11 | yes | 2000-04-11 |  | Currently in Use | Diesel | 10000 | Composite | 2000-03-20 | Fiberglass Reinforced Plastic | Pressurized
9003035 | 4 | Ball Float | 2000-04-11 | yes | 2000-04-11 |  | Currently in Use | Diesel | 4000 | Composite | 2000-03-20 | Fiberglass Reinforced Plastic | Pressurized
9003036 | 1 |  | 2001-04-12 |  | 2001-04-12 |  | Currently in Use | Diesel | 12000 | Composite | 2001-04-12 |  | Pressurized
90034 | 1 | [5 empty] | Removed from Ground | Gas (Historical Use) | 560 | Bare Steel | 1982-01-01 | Galvanized Steel
9004001 | 1 | [5 empty] | Removed from Ground | Gas (Historical Use) | 2000 | Bare Steel | 1979-11-01 | Galvanized Steel | Safe Suction (Euro)
9004001 | 2 | [5 empty] | Removed from Ground | Diesel | 2000 | Bare Steel | 1979-11-01 | Galvanized Steel | Safe Suction (Euro)
9004003 | 1 | [5 empty] | Removed from Ground | Gas (Historical Use) | 4000 | Marked Unknown | 1998-05-14 | Unknown | Safe Suction (Euro)
9004003 | 2 | [5 empty] | Removed from Ground | Gas (Historical Use) | 4000 | Marked Unknown | 1998-05-14 | Unknown | Safe Suction (Euro)
9004003 | 3 | [5 empty] | Removed from Ground | Gas (Historical Use) | 4000 | Marked Unknown | 1998-05-14 | Unknown | Safe Suction (Euro)
9004003 | 4 | [5 empty] | Removed from Ground | Diesel | 4000 | Marked Unknown | 1998-05-14 | Unknown | Safe Suction (Euro)
9004004 | 1 |  | 1998-06-18 |  | 1998-06-01 | yes | Currently in Use | Gas (Historical Use) | 6000 | Steel-Impressed Current | 1986-06-01 | Fiberglass Reinforced Plastic | Pressurized
9004004 | 2 |  | 1998-06-01 |  | 1998-06-01 | yes | Currently in Use | Gas (Historical Use) | 6000 | Steel-Impressed Current | 1986-06-01 | Fiberglass Reinforced Plastic | Pressurized
9004004 | 3 |  | 1998-06-01 |  | 1998-06-01 | yes | Temporarily out of use | Gas (Historical Use) | 6000 | Steel-Impressed Current | 1986-06-01 | Fiberglass Reinforced Plastic | Pressurized
9004005 | 1 | [5 empty] | Removed from Ground | Diesel | 4000 | Epoxy | 1985-01-01 | Not Marked | Safe Suction (Euro)
9004005 | 2A |  | 1999-02-16 |  | 1999-02-16 |  | Currently in Use | Diesel | 2000 | Composite Double Walled | 1999-02-10 | Double-Walled Flex | Safe Suction (Euro)
9004005 | 2B |  | 1999-02-16 | no | 1999-02-16 | no | Currently in Use | Gas (Historical Use) | 1000 | Composite Double Walled | 1999-02-10 | Double-Walled Flex | Safe Suction (Euro)
9004006 | 1 | [5 empty] | Removed from Ground | Gas (Historical Use) | 6000 | Bare Steel | 1984-01-01 | Galvanized Steel | Suction (American)
9004006 | 2 | [5 empty] | Removed from Ground | Gas (Historical Use) | 6000 | Bare Steel | 1984-01-01 | Galvanized Steel | Suction (American)
9004010 | 1 | [5 empty] | Removed from Ground | Gas (Historical Use) | 1000 | Bare Steel | 1997-09-01 | Galvanized Steel | Suction (American)
9004010 | 2 | [5 empty] | Removed from Ground | Gas (Historical Use) | 1000 | Bare Steel | 1997-09-01 | Galvanized Steel | Suction (American)
9004010 | 3 | [5 empty] | Removed from Ground | Gas (Historical Use) | 2000 | Bare Steel | 1997-09-01 | Galvanized Steel | Suction (American)
9004011 | CR-42-E | [5 empty] | Removed from Ground | Gas (Historical Use) | 0 | Not Marked/Unknown | 1996-09-01 | Not Marked
9004011 | CR-42-W | [5 empty] | Removed from Ground | Gas (Historical Use) | 0 | Not Marked/Unknown | 1996-09-01 | Not Marked
9004012 | 1 | [5 empty] | Removed from Ground | Diesel | 0 | Bare Steel | 1999-12-01 | Galvanized Steel | Safe Suction (Euro)
9004012 | 2 | [5 empty] | Removed from Ground | Gas (Historical Use) | 0 | Bare Steel | 1999-12-01 | Galvanized Steel | Safe Suction (Euro)
9004050 | 10 | Overfill Alarm | 1990-01-01 | yes | 1990-01-01 | yes | Currently in Use | Used Oil | 6000 | Fiberglass | 1990-01-01 | Fiberglass Reinforced Plastic | Gravity Fed
9004050 | 6 | Overfill Alarm | 1990-01-01 |  | 1990-01-01 |  | Currently in Use | Diesel | 20000 | Fiberglass | 1990-01-01 | Fiberglass Reinforced Plastic | Pressurized
9004050 | 7 | Overfill Alarm | 1990-01-01 |  | 1990-01-01 |  | Currently in Use | Diesel | 20000 | Fiberglass | 1990-01-01 | Fiberglass Reinforced Plastic | Pressurized
9004050 | 8 | Overfill Alarm | 1990-01-01 |  | 1990-01-01 |  | Currently in Use | Diesel | 20000 | Fiberglass | 1990-01-01 | Fiberglass Reinforced Plastic | Pressurized
9004050 | 9 | Overfill Alarm | 1990-01-01 |  | 1990-01-01 |  | Currently in Use | Diesel | 20000 | Fiberglass | 1990-01-01 | Fiberglass Reinforced Plastic | Pressurized
9004051 | 1 | [5 empty] | Removed from Ground | Gas (Historical Use) | 10000 | Fiberglass | 1986-01-01 | Bare Steel
9004051 | 2 | [5 empty] | Removed from Ground | Diesel | 10000 | Fiberglass | 1986-01-01 | Bare Steel
9004059 | 1 | Flapper Valve | 1995-01-19 |  | 1995-01-19 |  | Currently in Use | Gas (Historical Use) | 10000 | Fiberglass | 1988-12-01 | Fiberglass Reinforced Plastic | Pressurized
9004059 | 2 | Flapper Valve | 1995-01-19 |  | 1995-01-19 |  | Currently in Use | Gas (Historical Use) | 10000 | Fiberglass | 1988-12-01 | Fiberglass Reinforced Plastic | Pressurized
9004059 | 3 | Flapper Valve | 1995-01-19 |  | 1995-01-19 |  | Currently in Use | Gas (Historical Use) | 10000 | Fiberglass | 1988-12-01 | Fiberglass Reinforced Plastic | Pressurized
9005001 | 1 | [5 empty] | Removed from Ground | Other | 1000 | Bare Steel | 1979-01-01 | Galvanized Steel
9005001 | 2 | [5 empty] | Removed from Ground | Other | 1000 | Bare Steel | 1978-01-01 | Galvanized Steel
9005002 | 1 |  | 1997-11-04 |  | 1997-11-04 |  | Removed from Ground | Gas (Historical Use) | 10000 | Steel-Impressed Current | 1983-01-01 | Cathodically Protected | Pressurized
9005002 | 2 |  | 1997-11-04 |  | 1997-11-04 |  | Removed from Ground | Gas (Historical Use) | 5037 | Steel-Impressed Current | 1983-01-01 | Cathodically Protected | Pressurized
9005002 | 3 |  | 1997-11-04 |  | 1997-11-04 |  | Removed from Ground | Gas (Historical Use) | 6110 | Steel-Impressed Current | 1983-01-01 | Cathodically Protected | Pressurized
9005002 | 4 |  | 1997-11-04 |  | 1997-11-04 |  | Removed from Ground | Gas (Historical Use) | 8020 | Steel-Impressed Current | 1983-01-01 | Cathodically Protected | Pressurized
9005003 | 1 | Flapper Valve | 1998-12-01 | no | 1998-12-01 | no | Currently in Use | E-10 | 10000 | Steel-Impressed Current | 1983-01-01 | Steel (Impressed Current) | Pressurized
9005003 | 2 | Flapper Valve | 1998-12-01 | no | 1998-12-01 | no | Currently in Use | E-10 | 8020 | Steel-Impressed Current | 1983-01-01 | Steel (Impressed Current) | Pressurized
9005003 | 3 | Flapper Valve | 1998-12-01 | no | 1998-12-01 | no | Currently in Use | E-10 | 6047 | Steel-Impressed Current | 1983-01-01 | Cathodically Protected | Pressurized
9005003 | 4 | Flapper Valve | 1998-12-01 | no | 1998-12-01 | no | Currently in Use | Diesel | 3010 | Steel-Impressed Current | 1983-01-01 | Cathodically Protected | Pressurized
9005006 | 1 |  | 1990-11-29 |  | 1990-11-29 |  | Removed from Ground | Diesel | 10000 | Cathodically Protected Steel | 1987-08-18 | Cathodically Protected
9005006 | 2 |  | 1990-11-29 |  | 1990-11-19 |  | Removed from Ground | Gas (Historical Use) | 3000 | Cathodically Protected Steel | 1987-08-18 | Cathodically Protected
9005007 | 1 |  | 1989-05-01 |  | 1989-05-01 |  | Currently in Use | Gas (Historical Use) | 6000 | Galvanic (STIP-3) | 1989-05-01 | Cathodically Protected | Pressurized
9005007 | 2 |  | 1989-05-01 |  | 1989-05-01 |  | Currently in Use | Gas (Historical Use) | 4000 | Galvanic (STIP-3) | 1989-05-01 | Cathodically Protected | Pressurized
9005007 | 3 |  | 1989-05-01 |  | 1989-05-01 |  | Currently in Use | Gas (Historical Use) | 4000 | Galvanic (STIP-3) | 1989-05-01 | Cathodically Protected | Pressurized
9005008 | 1 | Ball Float | 1991-01-12 | no | 1991-01-12 | no | Currently in Use | Regular | 4000 | Galvanic (STIP-3) | 1991-01-12 |  | Pressurized
9005008 | 2 |  | 1991-01-12 |  | 1991-01-12 |  | Currently in Use | Gas (Historical Use) | 4000 | Galvanic (STIP-3) | 1991-01-12 |  | Pressurized
9005008 | 3 |  | 1991-01-21 |  | 1991-01-21 |  | Currently in Use | Gas (Historical Use) | 4000 | Galvanic (STIP-3) | 1991-01-12 |  | Pressurized
9005009 | 1 | Flapper Valve | 1998-06-15 |  | 1998-06-15 |  | Currently in Use | Gas (Historical Use) | 10000 | Steel-Impressed Current | 1984-12-01 | Double Walled | Pressurized
9005009 | 2 | Flapper Valve | 1998-06-15 | no | 1998-06-15 | no | Currently in Use | Premium | 10000 | Steel-Impressed Current | 1984-12-01 | Double Walled | Pressurized
9005009 | 3 | Flapper Valve | 1998-06-15 | no | 1998-06-15 | no | Currently in Use | E-0 | 10000 | Steel-Impressed Current | 1984-12-01 | Double Walled | Pressurized
9005009 | 4 | Flapper Valve | 1998-06-15 |  | 1998-06-15 |  | Currently in Use | Diesel | 4000 | Steel-Impressed Current | 1984-12-01 | Double Walled | Pressurized
9005009 | 5 | [5 empty] | Removed from Ground | Kerosene | 1000 | Cathodically Protected Steel | 1984-12-01 | Galvanized Steel | Safe Suction (Euro)
9005010 | 1 | [5 empty] | Removed from Ground | Gas (Historical Use) | 1000 | Bare Steel | 1993-07-22 | Galvanized Steel | Suction (American)
9005010 | 2 | [5 empty] | Removed from Ground | Gas (Historical Use) | 1000 | Bare Steel | 1993-07-22 | Galvanized Steel | Suction (American)
9005011 | 1 |  | 1991-07-01 |  | 1991-07-01 |  | Currently in Use | Gas (Historical Use) | 10000 | Composite | 1990-07-01 | Fiberglass Reinforced Plastic | Pressurized
9005011 | 2 |  | 1991-07-01 |  | 1991-07-01 |  | Currently in Use | Gas (Historical Use) | 10000 | Composite | 1990-07-01 | Fiberglass Reinforced Plastic | Pressurized
9005011 | 3 |  | 1991-07-01 |  | 1991-07-01 |  | Currently in Use | Gas (Historical Use) | 10000 | Composite | 1990-07-01 | Fiberglass Reinforced Plastic | Pressurized
9005012 | 1 |  | 1990-08-01 |  | 1990-08-01 |  | Currently in Use | Gas (Historical Use) | 10000 | Fiberglass | 1991-01-01 | Fiberglass Reinforced Plastic | Pressurized
9005012 | 2 |  | 1990-08-01 |  | 1990-08-01 |  | Currently in Use | Gas (Historical Use) | 10000 | Fiberglass | 1991-01-01 | Fiberglass Reinforced Plastic | Pressurized
9005012 | 3 |  | 1990-08-01 |  | 1990-08-01 |  | Currently in Use | Gas (Historical Use) | 10000 | Fiberglass | 1991-01-01 | Fiberglass Reinforced Plastic | Pressurized
9005013 | 1 |  | 1991-07-01 |  | 1991-07-01 |  | Currently in Use | Gas (Historical Use) | 8000 | Composite | 1990-01-01 | Fiberglass Reinforced Plastic | Pressurized
9005013 | 2 |  | 1991-07-01 |  | 1991-07-01 |  | Currently in Use | Gas (Historical Use) | 8000 | Composite | 1990-01-01 | Fiberglass Reinforced Plastic | Pressurized
9005013 | 3 |  | 1991-07-01 |  | 1991-07-01 |  | Currently in Use | Gas (Historical Use) | 8000 | Composite | 1990-01-01 | Fiberglass Reinforced Plastic | Pressurized
9005013 | 4 |  | 2013-02-01 |  | 2013-02-01 |  | Currently in Use | Diesel | 8000 | Composite Double Walled | 2013-02-01 | Double-Walled Fiberglass | Pressurized
9005014 | 1 | [5 empty] | Removed from Ground | Gas (Historical Use) | 1000 | Bare Steel | 1994-02-09 | Galvanized Steel
9005014 | 2 | [5 empty] | Removed from Ground | Diesel | 1000 | Bare Steel | 1994-02-09 | Galvanized Steel
9005015 | 1 | [5 empty] | Removed from Ground | Gas (Historical Use) | 6000 | Bare Steel | 1972-03-04 | Galvanized Steel | Suction (American)
9005015 | 2 | [5 empty] | Removed from Ground | Gas (Historical Use) | 10000 | Cathodically Protected Steel | 1994-06-10 | Fiberglass Reinforced Plastic | Safe Suction (Euro)
9005016 | 1 | [5 empty] | Removed from Ground | Gas (Historical Use) | 6000 | Not Marked/Unknown | 1995-01-01 | Not Marked
9005016 | 2 | [5 empty] | Removed from Ground | Gas (Historical Use) | 6000 | Not Marked/Unknown | 1995-01-01 | Not Marked
9005016 | 3 | [5 empty] | Removed from Ground | Gas (Historical Use) | 4000 | Not Marked/Unknown | 1995-01-01 | Not Marked
9005017 | 1 |  | 1988-09-16 |  | 1988-09-16 |  | Currently in Use | Gas (Historical Use) | 4000 | Galvanic (STIP-3) | 1988-09-16 | Cathodically Protected | Safe Suction (Euro)
9005017 | 2 |  | 1988-09-16 |  | 1988-09-16 |  | Currently in Use | Gas (Historical Use) | 4000 | Galvanic (STIP-3) | 1988-09-16 | Cathodically Protected | Safe Suction (Euro)
9005017 | 3 |  | 1988-09-16 |  | 1988-09-16 |  | Currently in Use | Gas (Historical Use) | 4000 | Galvanic (STIP-3) | 1988-09-16 | Cathodically Protected | Safe Suction (Euro)
9005019 | 1 |  | 1989-08-01 |  | 1989-08-01 |  | Currently in Use | Gas (Historical Use) | 8000 | Cathodically Protected Steel | 1989-08-01 | Fiberglass Reinforced Plastic | Pressurized
9005019 | 2 |  | 1989-08-01 |  | 1989-08-01 |  | Currently in Use | Gas (Historical Use) | 8000 | Cathodically Protected Steel | 1989-08-01 | Fiberglass Reinforced Plastic | Pressurized
9005019 | 3 |  | 1989-08-01 |  | 1989-08-01 |  | Currently in Use | Gas (Historical Use) | 8000 | Cathodically Protected Steel | 1989-08-01 | Fiberglass Reinforced Plastic | Pressurized
9005019 | 4 |  | 1989-08-01 |  | 1989-08-01 |  | Currently in Use | Diesel | 8000 | Cathodically Protected Steel | 1989-08-01 | Fiberglass Reinforced Plastic | Pressurized
9005020 | 1 |  | 1996-01-01 |  | 1996-01-01 |  | Removed from Ground | Gas (Historical Use) | 3000 | Bare Steel | 1999-12-08 | Galvanized Steel | Suction (American)
9005020 | 2 |  | 1996-01-01 |  | 1996-01-01 |  | Removed from Ground | Gas (Historical Use) | 3000 | Bare Steel | 1999-12-08 | Galvanized Steel | Suction (American)
9005020 | 3 |  | 1996-01-01 |  | 1996-01-01 |  | Removed from Ground | Gas (Historical Use) | 3000 | Bare Steel | 1999-12-08 | Galvanized Steel | Suction (American)
9005020 | 4 |  | 1996-01-01 |  | 1996-01-01 |  | Removed from Ground | Gas (Historical Use) | 3000 | Bare Steel | 1999-12-08 | Galvanized Steel | Suction (American)
9005020 | 5 |  | 1998-12-15 |  | 1998-12-15 |  | Currently in Use | Gas (Historical Use) | 6000 | Cathodically Protected Steel | 1998-12-10 | Fiberglass Reinforced Plastic | Pressurized
9005020 | 6 |  | 1998-12-15 |  | 1998-12-15 |  | Temporarily out of use | Gas (Historical Use) | 4000 | Cathodically Protected Steel | 1998-12-10 | Fiberglass Reinforced Plastic | Pressurized
9005020 | 7 |  | 1998-12-15 |  | 1998-12-15 |  | Temporarily out of use | Diesel | 4000 | Cathodically Protected Steel | 1998-12-10 | Fiberglass Reinforced Plastic | Pressurized
9005021 | 1 |  | 1997-05-01 |  | 1997-05-01 |  | Currently in Use | Gas (Historical Use) | 8000 | Steel-Impressed Current | 1995-08-30 | Double Walled | Pressurized
9005021 | 2 |  | 1997-05-01 |  | 1997-05-01 |  | Currently in Use | Gas (Historical Use) | 8000 | Steel-Impressed Current | 1995-08-30 | Double Walled | Pressurized
9005022 | 1 | [5 empty] | Removed from Ground | Diesel | 2000 | Bare Steel | 1999-09-28 | Bare Steel | Safe Suction (Euro)
9005022 | 2 | [5 empty] | Removed from Ground | Gas (Historical Use) | 2000 | Bare Steel | 1999-09-28 | Bare Steel | Safe Suction (Euro)
9005022 | 3 |  | 1999-10-25 | no | 1999-10-25 | no | Currently in Use | Gas (Historical Use) | 2000 | Epoxy | 1999-10-25 | Double Walled | Pressurized
9005022 | 4 |  | 1999-10-25 | no | 1999-10-25 | no | Currently in Use | Diesel | 2000 | Epoxy | 1999-10-25 | Double Walled | Pressurized
9005024 | 1 |  | 1995-08-01 |  | 1995-08-01 |  | Currently in Use | Gas (Historical Use) | 8000 | Cathodically Protected Steel | 1995-08-01 | Cathodically Protected | Pressurized
9005024 | 2 |  | 1995-08-01 |  | 1995-08-01 |  | Currently in Use | Diesel | 6000 | Cathodically Protected Steel | 1995-08-01 | Cathodically Protected | Pressurized
9005026 | 1 |  | 1998-12-01 |  | 1998-12-01 |  | Currently in Use | Gas (Historical Use) | 2000 | Steel-Impressed Current | 1969-01-01 | Cathodically Protected | Safe Suction (Euro)
9005026 | 2 |  | 1998-12-01 |  | 1998-12-01 |  | Currently in Use | Gas (Historical Use) | 2000 | Steel-Impressed Current | 1969-01-01 | Cathodically Protected | Safe Suction (Euro)
9005026 | 3 |  | 1998-12-01 |  | 1998-12-01 |  | Currently in Use | Gas (Historical Use) | 2000 | Steel-Impressed Current | 1969-01-01 | Cathodically Protected | Safe Suction (Euro)
9005026 | 4 |  | 1998-12-01 |  | 1998-12-01 |  | Currently in Use | Gas (Historical Use) | 6000 | Steel-Impressed Current | 1969-01-01 | Cathodically Protected | Safe Suction (Euro)
9005026 | 5 |  | 1998-12-01 |  | 1998-12-01 |  | Currently in Use | Diesel | 2000 | Steel-Impressed Current | 1969-01-01 | Cathodically Protected | Safe Suction (Euro)
9006002 | 1 | [5 empty] | Removed from Ground | Gas (Historical Use) | 10000 | Marked Unknown | 1991-11-18 | Unknown
9006002 | 2 | [5 empty] | Removed from Ground | Diesel | 10000 | Marked Unknown | 1991-11-18 | Unknown
9006002 | 3 | [5 empty] | Removed from Ground | Gas (Historical Use) | 10000 | Marked Unknown | 1991-11-18 | Unknown
9006003 | 1 | Flapper Valve | 1997-08-01 |  | 1997-08-01 |  | Temporarily out of use | Diesel | 10000 | Steel-Impressed Current | 1983-01-01 | Cathodically Protected | Safe Suction (Euro)
9006003 | 2 | Flapper Valve | 1997-08-01 |  | 1997-08-01 |  | Temporarily out of use | Gas (Historical Use) | 10000 | Steel-Impressed Current | 1983-01-01 | Cathodically Protected | Safe Suction (Euro)
9006004 | BTS-1 | [5 empty] | Closed in Ground | Diesel | 15000 | Bare Steel | 1980-01-01 | Not Marked
9006004 | BTS-2 | [5 empty] | Closed in Ground | Gas (Historical Use) | 15000 | Bare Steel | 1980-01-01 | Not Marked
9006004 | BTS-3 |  |  | yes |  | yes | Removed from Ground | Used Oil | 2000 | Bare Steel | 1980-01-01 | Not Marked | Gravity Fed
9006004 | BTS-4 |  | 1995-05-31 | yes | 1995-05-31 | yes | Currently in Use | Diesel | 15000 | Composite | 1990-04-01 | Fiberglass Reinforced Plastic | Pressurized
9006004 | BTS-5 |  | 1995-05-31 | yes | 1995-05-31 | yes | Currently in Use | Diesel | 15000 | Composite | 1990-04-01 | Fiberglass Reinforced Plastic | Pressurized
9006004 | BTS-6 |  |  | yes | 1995-05-31 | yes | Currently in Use | Used Oil | 2000 | Composite | 1990-04-01 | Fiberglass Reinforced Plastic | Gravity Fed
9006004 | BTS-7 |  | 2006-12-08 | yes | 2006-12-08 | yes | Currently in Use | Gas (Historical Use) | 10000 | Composite | 2006-12-08 | Fiberglass Reinforced Plastic | Pressurized
9006005 | 1 | [5 empty] | Removed from Ground | Other | 550 | Bare Steel | 1992-10-08 | Galvanized Steel | Gravity Fed
9006005 | 2 | [5 empty] | Removed from Ground | Other | 550 | Bare Steel | 1992-10-08 | Galvanized Steel | Gravity Fed
9006006 | 1 | Flapper Valve | 1998-12-10 |  | 1998-12-10 |  | Currently in Use | Gas (Historical Use) | 10000 | Galvanic (STIP-3) | 1985-08-01 | Fiberglass Reinforced Plastic | Suction (American)
9006006 | 2 | Flapper Valve | 1998-12-10 |  | 1998-12-10 |  | Currently in Use | Gas (Historical Use) | 6110 | Galvanic (STIP-3) | 1985-08-01 | Fiberglass Reinforced Plastic | Suction (American)
9006006 | 3 | Flapper Valve | 1998-12-10 |  | 1998-12-10 |  | Currently in Use | Diesel | 5000 | Galvanic (STIP-3) | 1985-08-01 | Fiberglass Reinforced Plastic | Suction (American)
9006006 | 4 | Flapper Valve | 1998-12-10 |  | 1998-12-10 |  | Currently in Use | Diesel | 1003 | Galvanic (STIP-3) | 1985-08-01 | Steel (Impressed Current) | Safe Suction (Euro)
9006006 | 5 | Flapper Valve | 1998-12-10 |  | 1998-12-10 |  | Currently in Use | Diesel | 1003 | Galvanic (STIP-3) | 1985-08-01 | Steel (Impressed Current) | Safe Suction (Euro)
9006007 | 1 | [5 empty] | Removed from Ground | Other | 0 | Marked Unknown | 1995-07-19 | Unknown
9006007 | 2 | [5 empty] | Removed from Ground | Other | 0 | Marked Unknown | 1995-07-19 | Unknown
9006008 | 1 | [5 empty] | Permanently Out of Use - historical purposes | Gas (Historical Use) | 1020 | Bare Steel |  | Galvanized Steel | Suction (American)
9006008 | 2 | [5 empty] | Permanently Out of Use - historical purposes | Gas (Historical Use) | 1020 | Bare Steel |  | Galvanized Steel | Suction (American)
9006009 | 1 | [5 empty] | Removed from Ground | Gas (Historical Use) | 6000 | Bare Steel | 1974-01-01 | Galvanized Steel | Suction (American)
9006009 | 2 | [5 empty] | Removed from Ground | Gas (Historical Use) | 6000 | Bare Steel | 1974-01-01 | Galvanized Steel | Suction (American)
9006009 | 3A |  | 1999-01-01 |  | 1999-01-01 |  | Currently in Use | Gas (Historical Use) | 2000 | Composite | 1999-01-01 | Fiberglass Reinforced Plastic | Pressurized
9006009 | 3B |  | 1999-01-01 | no | 1999-01-01 | no | Currently in Use | Gas (Historical Use) | 2000 | Composite | 1999-01-01 | Fiberglass Reinforced Plastic | Pressurized
9006009 | 4A |  | 2010-11-01 | no | 2010-11-01 | no | Currently in Use | Gas (Historical Use) | 10000 | Composite Double Walled | 2010-11-01 | Double-Walled Fiberglass | Pressurized
9006009 | 4B |  | 2010-11-01 | no | 2010-11-01 | no | Currently in Use | Diesel | 5000 | Composite Double Walled | 2010-11-01 | Double-Walled Fiberglass | Pressurized
9006010 | 1 |  | 1998-09-01 | no | 1989-07-01 | no | Currently in Use | Gas (Historical Use) | 6000 | Galvanic (STIP-3) | 1989-07-01 | Fiberglass Reinforced Plastic | Pressurized
9006010 | 2 |  | 1998-09-01 | no | 1989-07-01 | no | Currently in Use | Gas (Historical Use) | 6000 | Galvanic (STIP-3) | 1989-07-01 | Fiberglass Reinforced Plastic | Pressurized
9006010 | 3A | Flapper Valve | 2006-05-15 | no | 2006-05-15 | no | Currently in Use | Diesel | 3000 | Fiberglass | 2006-05-16 | Fiberglass Reinforced Plastic | Pressurized
9006010 | 3B | Flapper Valve | 2006-05-15 | no | 2006-05-15 | no | Currently in Use | Diesel | 1000 | Fiberglass | 2006-05-15 | Fiberglass Reinforced Plastic | Suction (American)
9006011 | 1 | Flapper Valve | 1995-08-01 |  | 1995-08-01 |  | Removed from Ground | Diesel | 6000 | Galvanic (STIP-3) | 1987-07-01 | Cathodically Protected | Pressurized
9006012 | 1 | [5 empty] | Removed from Ground | Empty | 942 | Bare Steel | 1997-08-26 | Not Marked
9006012 | 2 | [5 empty] | Removed from Ground | Empty | 545 | Bare Steel | 1997-08-26 | Not Marked
9006012 | 3 | [5 empty] | Removed from Ground | Empty | 942 | Bare Steel | 1997-08-26 | Not Marked
9006012 | 4 | [5 empty] | Removed from Ground | Empty | 545 | Bare Steel | 1997-08-26 | Not Marked
9006013 | 1 | [5 empty] | Removed from Ground | Gas (Historical Use) | 0 | Not Marked/Unknown |  | Not Marked
9006015 | 1 | Flapper Valve | 1999-04-01 |  | 1999-04-01 |  | Removed from Ground | Gas (Historical Use) | 5000 | Steel-Impressed Current | 1999-04-01 | Steel (Impressed Current) | Suction (American)
9006015 | 2 | Flapper Valve | 1999-04-01 |  | 1999-04-01 |  | Removed from Ground | Gas (Historical Use) | 5000 | Steel-Impressed Current | 1999-04-01 | Steel (Impressed Current) | Suction (American)
9006020 | 2 | [5 empty] | Removed from Ground | Gas (Historical Use) | 3000 | Bare Steel | 1971-04-12 | Galvanized Steel | Suction (American)
9006020 | 3 | [5 empty] | Removed from Ground | Diesel | 3000 | Bare Steel | 1971-04-12 | Galvanized Steel | Suction (American)
9006021 | 1 | [5 empty] | Closed in Ground | Gas (Historical Use) | 2000 | Not Marked/Unknown | 1999-10-05 | Not Marked
9006021 | 2 | [5 empty] | Closed in Ground | Gas (Historical Use) | 2000 | Not Marked/Unknown | 1999-10-05 | Not Marked
9006021 | 3 | [5 empty] | Closed in Ground | Gas (Historical Use) | 2000 | Not Marked/Unknown | 1999-10-05 | Not Marked
9006022 | 1 | Flapper Valve | 2000-08-09 |  | 2000-08-09 |  | Currently in Use | Gas (Historical Use) | 12000 | Fiberglass Double Walled | 2000-08-02 | Double-Walled Flex | Pressurized
9006022 | 2A | Flapper Valve | 2000-08-09 |  | 2000-08-09 |  | Currently in Use | Gas (Historical Use) | 6000 | Fiberglass Double Walled | 2000-08-02 | Double-Walled Flex | Pressurized
9006022 | 2B | Flapper Valve | 2000-08-09 |  | 2000-08-09 |  | Currently in Use | Gas (Historical Use) | 6000 | Fiberglass Double Walled | 2000-08-02 | Double-Walled Flex | Pressurized
9007001 | 1 | [5 empty] | Removed from Ground | Diesel | 1000 | Cathodically Protected Steel | 1991-01-01 | Bare Steel
9007001 | 2 | [5 empty] | Removed from Ground | Gas (Historical Use) | 1000 | Cathodically Protected Steel | 1991-01-01 | Bare Steel
9007002 | 1 |  | 1991-01-01 |  | 1991-01-01 | yes | Currently in Use | Gas (Historical Use) | 6000 | Galvanic (STIP-3) | 1991-01-01 | Fiberglass Reinforced Plastic | Pressurized
9007002 | 2 |  | 1991-01-01 |  | 1991-01-01 | yes | Currently in Use | Gas (Historical Use) | 6000 | Galvanic (STIP-3) | 1991-01-01 | Fiberglass Reinforced Plastic | Pressurized
9007002 | 3 |  | 1991-01-01 |  | 1991-01-01 | yes | Currently in Use | Gas (Historical Use) | 6000 | Galvanic (STIP-3) | 1991-01-01 | Fiberglass Reinforced Plastic | Pressurized
9007002 | 4 |  | 1991-01-01 |  | 1991-01-01 | yes | Currently in Use | Kerosene | 2000 | Galvanic (STIP-3) | 1991-01-01 | Fiberglass Reinforced Plastic | Pressurized
9007002 | 5 |  | 1991-01-01 |  | 1991-01-01 | yes | Temporarily out of use | Empty | 1000 | Galvanic (STIP-3) | 1991-01-01 | Fiberglass Reinforced Plastic | Pressurized
9007002 | 6 |  | 2001-08-15 |  | 2001-08-15 | yes | Currently in Use | Diesel | 8000 | Fiberglass | 2001-10-01 | Fiberglass Reinforced Plastic | Safe Suction (Euro)
9007003 | 1 |  | 1996-01-01 |  | 1996-01-01 |  | Temporarily out of use | Gas (Historical Use) | 10000 | Galvanic (STIP-3) | 1997-04-01 | Fiberglass Reinforced Plastic | Pressurized
9007003 | 2 |  | 1996-01-01 |  | 1996-01-01 |  | Temporarily out of use | Gas (Historical Use) | 10000 | Galvanic (STIP-3) | 1997-04-01 | Fiberglass Reinforced Plastic | Pressurized
9007003 | 3 |  | 1996-01-01 |  | 1996-01-01 |  | Temporarily out of use | Diesel | 10000 | Galvanic (STIP-3) | 1997-04-01 | Fiberglass Reinforced Plastic | Pressurized
9007003 | 4 |  | 1996-01-01 |  | 1996-01-01 |  | Temporarily out of use | Gas (Historical Use) | 6000 | Composite | 1996-01-01 | Fiberglass Reinforced Plastic | Pressurized
9007003 | 5 |  | 1996-01-01 |  | 1996-01-01 |  | Temporarily out of use | Kerosene | 1000 | Galvanic (STIP-3) | 1996-01-01 | Fiberglass Reinforced Plastic | Safe Suction (Euro)
9007004 | 1 | [5 empty] | Removed from Ground | Gas (Historical Use) | 4000 | Bare Steel | 1981-01-01 | Galvanized Steel
9007004 | 2 | [5 empty] | Removed from Ground | Gas (Historical Use) | 4000 | Bare Steel | 1981-01-01 | Galvanized Steel
9007004 | 3 | [5 empty] | Removed from Ground | Gas (Historical Use) | 4000 | Bare Steel | 1981-01-01 | Galvanized Steel
9007004 | 4 | [5 empty] | Removed from Ground | Gas (Historical Use) | 4000 | Bare Steel | 1981-01-01 | Galvanized Steel
9007005 | 1 |  | 1998-11-02 |  | 1998-11-02 |  | Removed from Ground | Gas (Historical Use) | 2000 | Galvanic (STIP-3) | 1990-01-01 | Galvanized Steel
9007006 | 1 |  |  | yes |  | yes | Removed from Ground | Used Oil | 1000 | Bare Steel | 1988-06-01 | Galvanized Steel | Gravity Fed
9007007 | 1 | [5 empty] | Removed from Ground | Gas (Historical Use) | 1000 | Bare Steel | 1995-06-01 | Galvanized Steel
9007007 | 2 | [5 empty] | Removed from Ground | Gas (Historical Use) | 550 | Bare Steel | 1995-06-01 | Galvanized Steel
9007007 | 3 | [5 empty] | Removed from Ground | Gas (Historical Use) | 550 | Bare Steel | 1995-06-01 | Galvanized Steel
9007009 | 1 | [5 empty] | Removed from Ground | Gas (Historical Use) | 10000 | Marked Unknown | 1992-01-05 | Unknown
9007010 | 1AST | [5 empty] | Currently in Use | Diesel | 1000 | Not Marked/Unknown |  | Not Marked
9007012 | 1 | Flapper Valve | 2013-10-24 |  | 2004-01-01 |  | Currently in Use | Gas (Historical Use) | 10000 | Fiberglass | 1994-02-09 | Double-Walled Flex | Pressurized
9007012 | 2 | Ball Float | 2009-11-10 |  | 2004-01-01 |  | Currently in Use | Gas (Historical Use) | 10000 | Fiberglass | 1994-02-09 | Double-Walled Flex | Pressurized
9007012 | 3 | Flapper Valve | 2009-11-08 |  | 2004-01-01 |  | Currently in Use | Kerosene | 2000 | Fiberglass | 1994-02-09 | Double-Walled Flex | Safe Suction (Euro)
9007014 | 1 | [5 empty] | Removed from Ground | Gas (Historical Use) | 1000 | Not Marked/Unknown | 1995-03-01 | Not Marked
9007014 | 2 | [5 empty] | Removed from Ground | Gas (Historical Use) | 1000 | Not Marked/Unknown | 1995-03-20 | Not Marked
9007015 | 1-UNL |  | 1995-04-15 |  | 1995-04-15 |  | Currently in Use | Gas (Historical Use) | 6000 | Epoxy | 1995-04-15 | Fiberglass Reinforced Plastic | Pressurized
9007015 | 2-UNL |  | 1995-04-15 |  | 1995-04-15 |  | Currently in Use | Gas (Historical Use) | 8000 | Epoxy | 1995-04-15 | Fiberglass Reinforced Plastic | Pressurized
9007015 | 3-SUP |  | 1995-04-15 |  | 1995-04-15 |  | Currently in Use | Gas (Historical Use) | 6000 | Epoxy | 1995-04-15 | Fiberglass Reinforced Plastic | Pressurized
9007015 | 4-DIESEL |  | 1995-04-15 |  | 1995-04-15 |  | Currently in Use | Diesel | 4000 | Epoxy | 1995-04-15 | Fiberglass Reinforced Plastic | Pressurized
9007015 | 6-RACE |  | 1998-02-19 |  | 1998-02-19 |  | Currently in Use | Gas (Historical Use) | 1000 | Composite | 1998-02-19 | Fiberglass Reinforced Plastic | Safe Suction (Euro)
9007015 | 7-KERO |  | 1995-04-15 |  | 1995-04-15 |  | Currently in Use | Kerosene | 2000 | Epoxy | 1995-04-15 | Fiberglass Reinforced Plastic | Safe Suction (Euro)
9007016 | 1 |  | 1989-06-01 | no | 1989-06-01 | no | Temporarily out of use | Diesel | 10000 | Fiberglass | 1989-06-01 | Fiberglass Reinforced Plastic | Pressurized
9007017 | 1P |  | 1990-03-01 |  | 1990-03-01 |  | Currently in Use | Gas (Historical Use) | 10000 | Galvanic (STIP-3) | 1990-03-01 | Fiberglass Reinforced Plastic | Pressurized
9007017 | 2X |  | 1990-03-01 |  | 1990-03-01 |  | Currently in Use | Gas (Historical Use) | 10000 | Galvanic (STIP-3) | 1990-03-01 | Fiberglass Reinforced Plastic | Pressurized
9007017 | 3UL |  | 1990-03-01 |  | 1990-03-01 |  | Currently in Use | Gas (Historical Use) | 10000 | Galvanic (STIP-3) | 1990-03-01 | Fiberglass Reinforced Plastic | Pressurized
9007017 | 4DC |  | 1990-03-01 |  | 1990-03-01 |  | Currently in Use | Diesel | 6000 | Galvanic (STIP-3) | 1990-03-01 | Fiberglass Reinforced Plastic | Pressurized
9007017 | 5KI |  | 1990-03-01 |  | 1990-03-01 |  | Currently in Use | Diesel | 4000 | Galvanic (STIP-3) | 1990-03-01 | Fiberglass Reinforced Plastic | Pressurized
9007018 | 1 |  | 1989-06-15 |  | 1989-06-15 |  | Currently in Use | Gas (Historical Use) | 8000 | Galvanic (STIP-3) | 1989-06-15 | Fiberglass Reinforced Plastic | Pressurized
9007018 | 2 |  | 1989-06-15 |  | 1989-06-15 |  | Currently in Use | Gas (Historical Use) | 8000 | Galvanic (STIP-3) | 1989-06-15 | Fiberglass Reinforced Plastic | Pressurized
9007018 | 3 |  | 1989-06-15 | no | 1989-06-15 | no | Temporarily out of use | Gas (Historical Use) | 8000 | Galvanic (STIP-3) | 1989-06-15 | Fiberglass Reinforced Plastic | Pressurized
9007018 | 4 |  | 1989-06-15 |  | 1989-06-15 |  | Currently in Use | Diesel | 5000 | Galvanic (STIP-3) | 1989-06-15 | Fiberglass Reinforced Plastic | Pressurized
9007018 | 5 |  | 1989-06-15 |  | 1989-06-15 |  | Temporarily out of use | Kerosene | 2000 | Galvanic (STIP-3) | 1989-06-15 | Fiberglass Reinforced Plastic | Pressurized
9007019 | 1 |  | 1998-06-17 |  | 1998-06-17 |  | Currently in Use | Gas (Historical Use) | 6000 | Steel-Impressed Current | 1989-06-01 | Steel (Impressed Current) | Pressurized
9007019 | 2 |  | 1998-06-17 |  | 1998-06-17 |  | Currently in Use | Gas (Historical Use) | 6000 | Steel-Impressed Current | 1989-06-01 | Steel (Impressed Current) | Pressurized
9007019 | 3 |  | 1998-06-17 |  | 1998-06-17 |  | Currently in Use | Diesel | 6000 | Steel-Impressed Current | 1989-06-01 | Steel (Impressed Current) | Pressurized
9007020 | 1 |  | 1992-01-01 |  | 1992-01-01 |  | Removed from Ground | Gas (Historical Use) | 10000 | Composite | 1992-01-01 | Fiberglass Reinforced Plastic | Pressurized
9007020 | 2 |  | 1992-01-01 |  | 1992-01-01 |  | Removed from Ground | Gas (Historical Use) | 8000 | Composite | 1992-01-01 | Fiberglass Reinforced Plastic | Pressurized
9007020 | 3 |  | 1992-01-01 |  | 1992-01-01 |  | Removed from Ground | Diesel | 8000 | Composite | 1992-01-01 | Fiberglass Reinforced Plastic | Pressurized
9007020 | 4 |  | 1992-01-01 |  | 1992-01-01 |  | Removed from Ground | Diesel | 4000 | Composite | 1992-01-01 | Fiberglass Reinforced Plastic | Pressurized
9007020 | 5 |  | 1992-01-01 |  | 1992-01-01 |  | Removed from Ground | Kerosene | 500 | Cathodically Protected Steel | 1992-01-01 | Fiberglass Reinforced Plastic | Safe Suction (Euro)
9007021 | 1 |  | 1998-12-22 |  | 1998-12-22 |  | Removed from Ground | Other | 12000 | Fiberglass | 1976-01-01 | Double Walled | Safe Suction (Euro)
9007021 | 2 |  | 1998-12-22 |  | 1998-12-22 |  | Closed in Ground | Other | 12000 | Fiberglass | 1976-01-01 | Cathodically Protected | Safe Suction (Euro)
9007021 | 3 | [5 empty] | Removed from Ground | Gas (Historical Use) | 10000 | Bare Steel | 1998-07-01 | Bare Steel | Safe Suction (Euro)
9007024 | 702579 | Ball Float | 1995-11-29 |  | 1995-11-29 |  | Currently in Use | Gas (Historical Use) | 12000 | Fiberglass | 1995-11-29 | Double-Walled Fiberglass | Pressurized
9007024 | 702580 | Ball Float | 1995-11-29 |  | 1995-11-29 |  | Currently in Use | Gas (Historical Use) | 12000 | Fiberglass | 1995-11-29 | Double-Walled Fiberglass | Pressurized
9007024 | 702585 | Flapper Valve | 1995-11-29 |  | 1995-11-29 |  | Currently in Use | Kerosene | 2000 | Fiberglass | 1995-11-29 | Double-Walled Fiberglass | Safe Suction (Euro)
9007025 | 1 | [5 empty] | Removed from Ground | Diesel | 10000 | Marked Unknown | 1996-01-01 | Unknown
9007027 | 1 | Flapper Valve | 1996-03-04 |  | 1996-03-04 |  | Currently in Use | Gas (Historical Use) | 12000 | Composite | 1996-03-04 | Fiberglass Reinforced Plastic | Pressurized
9007027 | 2 | Flapper Valve | 1996-03-04 |  | 1996-03-04 |  | Currently in Use | Gas (Historical Use) | 10000 | Composite | 1996-03-04 | Fiberglass Reinforced Plastic | Pressurized
9007027 | 3A | Flapper Valve | 1996-03-04 |  | 1996-03-04 |  | Currently in Use | Diesel | 8000 | Composite | 1996-03-04 | Fiberglass Reinforced Plastic | Pressurized
9007027 | 3B | Flapper Valve | 1996-03-04 |  | 1996-03-04 |  | Currently in Use | Kerosene | 4000 | Composite | 1996-03-04 | Fiberglass Reinforced Plastic | Safe Suction (Euro)
9007028 | 1 |  | 1996-05-28 |  | 1996-05-28 |  | Currently in Use | Gas (Historical Use) | 12000 | Composite | 1996-05-28 | Fiberglass Reinforced Plastic | Pressurized
9007028 | 2A |  | 1996-05-28 |  | 1996-05-28 |  | Currently in Use | Gas (Historical Use) | 8000 | Composite | 1996-05-28 | Fiberglass Reinforced Plastic | Safe Suction (Euro)
9007028 | 2B |  | 1996-05-28 |  | 1996-05-28 |  | Currently in Use | Diesel | 2000 | Composite | 1996-05-28 | Fiberglass Reinforced Plastic | Pressurized
9007029 | 1 | [5 empty] | Removed from Ground | Empty | 1000 | Not Marked/Unknown | 1996-10-31 | Not Marked
9007030 | 20479 |  | 1996-08-09 |  | 1996-08-09 |  | Currently in Use | E-10 | 12000 | Composite | 1996-08-08 | Fiberglass Reinforced Plastic | Pressurized
9007030 | 20493 |  | 1996-08-09 |  | 1996-08-09 |  | Currently in Use | E-10 | 15000 | Composite | 1996-08-08 | Fiberglass Reinforced Plastic | Pressurized
9007031 | 1 | [5 empty] | Removed from Ground | Gas (Historical Use) | 550 | Not Marked/Unknown | 1996-07-01 | Not Marked
9007032 | 1 | [5 empty] | Removed from Ground | Kerosene | 250 | Not Marked/Unknown | 1997-05-28 | Not Marked
9007033 | 1 | [5 empty] | Removed from Ground | Empty | 2000 | Not Marked/Unknown | 1997-07-01 | Not Marked
9007033 | 2 | [5 empty] | Removed from Ground | Empty | 2000 | Not Marked/Unknown | 1997-07-01 | Not Marked
9007034 | 1 | [5 empty] | Removed from Ground | Empty | 1000 | Cathodically Protected Steel | 1997-07-01 | Not Marked
9007034 | 2 | [5 empty] | Removed from Ground | Empty | 1000 | Cathodically Protected Steel | 1997-07-01 | Not Marked
9007036 | 1 | Ball Float | 1996-10-26 |  | 1996-10-26 |  | Currently in Use | Diesel | 12000 | Composite | 1996-10-16 | Fiberglass Reinforced Plastic | Pressurized
9007036 | 2 | Ball Float | 1996-10-26 |  | 1996-10-26 |  | Currently in Use | Gas (Historical Use) | 12000 | Composite | 1996-10-16 | Fiberglass Reinforced Plastic | Pressurized
9007036 | 3 | Ball Float | 1996-10-26 |  | 1996-10-26 |  | Currently in Use | Gas (Historical Use) | 10000 | Composite | 1996-10-16 | Fiberglass Reinforced Plastic | Pressurized
9007036 | 4 | Flapper Valve | 1996-10-26 |  | 1996-10-26 |  | Currently in Use | Kerosene | 2000 | Composite | 1996-10-16 | Fiberglass Reinforced Plastic | Safe Suction (Euro)
9007037 | 1 | [5 empty] | Currently in Use | Diesel | 10000 | Epoxy |  | Galvanized Steel | Suction (American)
9007039 | 1 |  | 2001-02-15 |  | 2001-02-15 |  | Currently in Use | Gas (Historical Use) | 12000 | Fiberglass | 2001-02-15 | Double Walled | Pressurized
9007039 | 2 |  | 2001-02-15 |  | 2001-02-15 |  | Currently in Use | Gas (Historical Use) | 10000 | Fiberglass | 2001-02-15 | Double Walled | Pressurized
9007039 | 3A |  | 2001-02-15 |  | 2001-02-15 |  | Currently in Use | Other | 10000 | Fiberglass | 2001-02-15 | Double Walled | Pressurized
9007039 | 3B |  | 2001-02-15 |  | 2001-02-15 |  | Currently in Use | Other | 5000 | Fiberglass | 2001-02-15 | Double Walled | Pressurized
9007040 | 1 |  | 2000-01-01 |  | 2000-01-01 |  | Currently in Use | Gas (Historical Use) | 12000 | Galvanic (STIP-3) | 2000-01-01 | Fiberglass Reinforced Plastic | Pressurized
9007040 | 2 |  | 2000-01-01 |  | 2000-01-01 |  | Currently in Use | Gas (Historical Use) | 12000 | Galvanic (STIP-3) | 2000-01-01 | Fiberglass Reinforced Plastic | Pressurized
9007040 | 3 |  | 2000-01-01 |  | 2000-01-01 |  | Currently in Use | Diesel | 8000 | Galvanic (STIP-3) | 2000-01-01 | Fiberglass Reinforced Plastic | Pressurized
9007041 | 1 |  | 2001-05-01 |  | 2001-05-01 |  | Currently in Use | Gas (Historical Use) | 12000 | Epoxy | 2001-05-10 | Fiberglass Reinforced Plastic | Pressurized
9007041 | 2 |  | 2001-05-01 |  | 2001-05-01 |  | Currently in Use | Gas (Historical Use) | 10000 | Epoxy | 2001-05-10 | Fiberglass Reinforced Plastic | Pressurized
9007041 | 3 |  | 2001-05-01 |  | 2001-05-01 |  | Currently in Use | Diesel | 8000 | Epoxy | 2001-05-10 | Fiberglass Reinforced Plastic | Pressurized
9007042 | 1 |  | 2000-09-27 |  | 2000-09-28 |  | Currently in Use | Gas (Historical Use) | 12000 | Epoxy | 2000-09-23 | Fiberglass Reinforced Plastic | Pressurized
9007042 | 2 |  | 2000-09-27 |  | 2000-09-28 |  | Currently in Use | Gas (Historical Use) | 10000 | Epoxy | 2000-09-23 | Fiberglass Reinforced Plastic | Pressurized
9007042 | 3 |  | 2000-09-27 |  | 2000-09-28 |  | Currently in Use | Diesel | 8000 | Epoxy | 2000-09-23 | Fiberglass Reinforced Plastic | Pressurized
9007043 | 1 | Ball Float | 2001-01-20 | no | 2001-01-20 | no | Currently in Use | Diesel | 4000 | Composite | 2001-01-20 | Fiberglass Reinforced Plastic | Pressurized
9007044 | 1 |  | 2001-03-01 |  | 2001-03-01 |  | Currently in Use | Empty | 1980 | Composite | 2001-03-01 | Fiberglass Reinforced Plastic | Safe Suction (Euro)
9007044 | 2 |  | 2001-03-01 |  | 2001-03-01 |  | Currently in Use | Empty | 1980 | Composite | 2001-03-01 | Fiberglass Reinforced Plastic | Safe Suction (Euro)
9007045 | 1A |  | 2001-11-22 |  | 2001-11-22 |  | Currently in Use | Gas (Historical Use) | 14000 | Fiberglass Double Walled | 2001-11-14 | Double-Walled Flex | Pressurized
9007045 | 1B |  | 2001-11-22 |  | 2001-11-22 |  | Currently in Use | Gas (Historical Use) | 7000 | Fiberglass Double Walled | 2001-11-14 | Double-Walled Flex | Pressurized
9007045 | 2A |  | 2001-11-22 |  | 2001-11-22 |  | Currently in Use | Gas (Historical Use) | 14000 | Fiberglass Double Walled | 2001-11-14 | Double-Walled Flex | Pressurized
9007045 | 2B |  | 2001-11-22 |  | 2001-11-22 |  | Currently in Use | Diesel | 7000 | Fiberglass Double Walled | 2001-11-14 | Double-Walled Flex | Pressurized
9007046 | 1 | Ball Float | 2001-04-01 |  | 2001-04-01 |  | Currently in Use | Gas (Historical Use) | 12000 | Fiberglass | 2001-02-24 | Double Walled | Pressurized
9007046 | 2 | Flapper Valve | 2001-04-01 |  | 2001-04-01 |  | Currently in Use | Gas (Historical Use) | 10000 | Fiberglass | 2001-02-24 | Double Walled | Pressurized
9007046 | 3 | Flapper Valve | 2001-04-01 |  | 2001-04-01 |  | Currently in Use | Diesel | 4000 | Fiberglass | 2001-02-24 | Double Walled | Pressurized
90079 | 1 |  | 1997-04-01 |  | 1995-09-01 |  | Removed from Ground | Gas (Historical Use) | 4000 | Galvanic (STIP-3) | 1986-07-31 | Cathodically Protected | Suction (American)
90079 | 2 |  | 1997-04-01 |  | 1995-09-01 |  | Removed from Ground | Gas (Historical Use) | 4000 | Galvanic (STIP-3) | 1986-07-31 | Cathodically Protected | Suction (American)
90079 | 3 |  | 1997-04-01 |  | 1995-09-01 |  | Removed from Ground | Gas (Historical Use) | 4000 | Galvanic (STIP-3) | 1986-07-31 | Cathodically Protected | Suction (American)
90079 | 4 | Ball Float | 2006-07-01 | no | 2006-07-01 | no | Currently in Use | Regular | 10000 | Fiberglass | 2006-06-01 | Fiberglass Reinforced Plastic | Pressurized
90079 | 5A | Ball Float | 2006-07-01 | no | 2006-07-01 | no | Currently in Use | Premium | 6000 | Fiberglass | 2006-06-01 | Fiberglass Reinforced Plastic | Pressurized
90079 | 5B | Ball Float | 2006-07-01 | no | 2006-07-01 | no | Currently in Use | Diesel | 4000 | Fiberglass | 2006-06-01 | Fiberglass Reinforced Plastic | Pressurized
9008002 | 1 | [5 empty] | Closed in Ground | Gas (Historical Use) | 2000 | Marked Unknown | 1977-01-01 | Unknown
9008003 | 1 |  |  | yes |  | yes | Removed from Ground | Used Oil | 3500 | Bare Steel | 1977-01-01 | Galvanized Steel
9008004 | 1 |  | 1995-11-08 |  | 1995-11-08 |  | Removed from Ground | Empty | 3008 | Galvanic (STIP-3) | 1987-01-01 | Fiberglass Reinforced Plastic | Safe Suction (Euro)
9008004 | 2 |  | 1995-11-08 |  | 1995-11-08 |  | Removed from Ground | Gas (Historical Use) | 1011 | Galvanic (STIP-3) | 1987-01-01 | Fiberglass Reinforced Plastic | Safe Suction (Euro)
9008005 | 1 | Ball Float | 1988-05-31 |  | 1988-05-31 |  | Currently in Use | Diesel | 3000 | Steel-Impressed Current | 1988-05-31 | Steel (Impressed Current) | Pressurized
9008005 | 2 | Ball Float | 1988-05-31 |  | 1988-05-31 |  | Currently in Use | Gas (Historical Use) | 6000 | Steel-Impressed Current | 1988-05-31 | Steel (Impressed Current) | Pressurized
9008005 | 3 | Ball Float | 1988-05-31 |  | 1988-05-31 |  | Currently in Use | Gas (Historical Use) | 6000 | Steel-Impressed Current | 1988-05-31 | Steel (Impressed Current) | Pressurized
9008005 | 4 | Ball Float | 1988-05-31 |  | 1988-05-31 |  | Currently in Use | Gas (Historical Use) | 8000 | Steel-Impressed Current | 1988-05-31 | Steel (Impressed Current) | Pressurized
9008006 | 1 | Flapper Valve | 1995-02-21 |  | 1995-02-21 |  | Currently in Use | Diesel | 10000 | Epoxy | 1985-02-21 | Double Walled | Suction (American)
9008007 | 1 |  | 1997-08-01 |  | 1997-08-01 |  | Currently in Use | Diesel | 10000 | Fiberglass | 1988-08-10 | Fiberglass Reinforced Plastic | Pressurized
9008008 | 1 | [5 empty] | Removed from Ground | Gas (Historical Use) | 2000 | Bare Steel | 1981-01-01 | Galvanized Steel | Safe Suction (Euro)
9008008 | 2 | [5 empty] | Removed from Ground | Gas (Historical Use) | 1000 | Bare Steel | 1966-01-01 | Galvanized Steel | Safe Suction (Euro)
9008008 | 3 | [5 empty] | Removed from Ground | Gas (Historical Use) | 500 | Bare Steel | 1966-01-01 | Galvanized Steel | Safe Suction (Euro)
9008008 | 4 | [5 empty] | Removed from Ground | Gas (Historical Use) | 500 | Bare Steel | 1966-01-01 | Galvanized Steel | Safe Suction (Euro)
9008008 | 5 | [5 empty] | Removed from Ground | Kerosene | 2000 | Bare Steel | 1981-01-01 | Galvanized Steel | Safe Suction (Euro)
9008009 | 1 | [5 empty] | Removed from Ground | Gas (Historical Use) | 6000 | Fiberglass | 1972-01-01 | Galvanized Steel | Pressurized
9008009 | 10 |  | 1997-09-19 |  | 1997-09-19 |  | Currently in Use | Diesel | 10000 | Galvanic (STIP-3) | 1997-09-19 | Fiberglass Reinforced Plastic | Pressurized
9008009 | 2 | [5 empty] | Removed from Ground | Gas (Historical Use) | 6000 | Fiberglass | 1972-01-01 | Galvanized Steel | Pressurized
9008009 | 3 | [5 empty] | Removed from Ground | Diesel | 6000 | Fiberglass | 1972-01-01 | Galvanized Steel | Pressurized
9008009 | 4 | [5 empty] | Removed from Ground | Diesel | 6000 | Fiberglass | 1972-01-01 | Galvanized Steel | Pressurized
9008009 | 5 | [5 empty] | Removed from Ground | Gas (Historical Use) | 550 | Fiberglass | 1972-01-01 | Galvanized Steel | Pressurized
9008009 | 6 |  | 1996-05-15 |  | 1996-05-15 |  | Currently in Use | Gas (Historical Use) | 8000 | Galvanic (STIP-3) | 1996-05-15 | Fiberglass Reinforced Plastic | Pressurized
9008009 | 7 |  | 1996-05-15 |  | 1996-05-15 |  | Currently in Use | Gas (Historical Use) | 8000 | Galvanic (STIP-3) | 1996-05-15 | Fiberglass Reinforced Plastic | Pressurized
9008009 | 8 |  | 1996-05-15 |  | 1996-05-15 |  | Currently in Use | Diesel | 8000 | Galvanic (STIP-3) | 1996-05-15 | Fiberglass Reinforced Plastic | Pressurized
9008009 | 9 |  | 1996-05-15 |  | 1996-05-15 |  | Currently in Use | Diesel | 8000 | Galvanic (STIP-3) | 1996-05-15 | Fiberglass Reinforced Plastic | Pressurized
9008010 | 1 |  | 1997-10-14 |  |  |  | Removed from Ground | Gas (Historical Use) | 2000 | Cathodically Protected Steel | 1987-01-01 | Galvanized Steel | Pressurized
9008010 | 2 |  | 1997-10-14 |  |  |  | Removed from Ground | Gas (Historical Use) | 8000 | Cathodically Protected Steel | 1970-01-01 | Galvanized Steel | Pressurized
9008010 | 3 |  | 1997-10-14 |  |  |  | Removed from Ground | Gas (Historical Use) | 6110 | Cathodically Protected Steel | 1970-01-01 | Galvanized Steel | Pressurized
9008010 | 4 | [5 empty] | Removed from Ground | Gas (Historical Use) | 800 | Bare Steel | 1976-01-01 | Galvanized Steel
9008010 | 5 |  | 1997-07-01 |  | 1997-07-01 |  | Removed from Ground | Gas (Historical Use) | 8000 | Steel-Impressed Current | 1976-01-01 | Fiberglass Reinforced Plastic | Pressurized
9008010 | 6 |  | 1997-07-01 |  | 1997-07-01 |  | Removed from Ground | Gas (Historical Use) | 6110 | Steel-Impressed Current | 1976-01-01 | Fiberglass Reinforced Plastic | Pressurized
9008010 | 7 |  | 1997-07-01 |  | 1997-07-01 |  | Removed from Ground | Gas (Historical Use) | 6110 | Steel-Impressed Current | 1976-01-01 | Fiberglass Reinforced Plastic | Pressurized
9008011 | 1 |  | 1999-01-01 |  | 1999-01-01 |  | Currently in Use | Gas (Historical Use) | 4000 | Steel-Impressed Current | 1983-01-01 | Cathodically Protected | Pressurized
9008011 | 2 |  | 1999-01-01 |  | 1999-01-01 |  | Currently in Use | Gas (Historical Use) | 4000 | Steel-Impressed Current | 1986-01-01 | Cathodically Protected | Pressurized
9008012 | 1 |  | 1998-04-15 |  | 1998-04-15 |  | Removed from Ground | Diesel | 10000 | Cathodically Protected Steel | 1990-01-01 | Double Walled | Pressurized
9008012 | 2 |  |  | no |  | no | Removed from Ground | Used Oil | 6000 | Bare Steel | 2002-09-01 | Galvanized Steel
9008012 | 3 |  |  | no |  | no | Removed from Ground | Used Oil | 2000 | Bare Steel | 2002-09-01 | Galvanized Steel
9008013 | 1 | [5 empty] | Removed from Ground | Gas (Historical Use) | 10000 | Bare Steel | 1990-08-14 | Bare Steel
9008018 | 1 | Ball Float | 1989-01-01 |  | 1989-01-01 |  | Currently in Use | Gas (Historical Use) | 12000 | Epoxy | 1989-01-01 | Fiberglass Reinforced Plastic | Pressurized
9008018 | 2 | Ball Float | 1989-01-01 |  | 1989-01-01 |  | Currently in Use | Gas (Historical Use) | 12000 | Epoxy | 1989-01-01 | Fiberglass Reinforced Plastic | Pressurized
9008018 | 3 | Ball Float | 1989-01-01 |  | 1989-01-01 |  | Currently in Use | Gas (Historical Use) | 12000 | Epoxy | 1989-01-01 | Fiberglass Reinforced Plastic | Pressurized
9008018 | 4 | Ball Float | 1989-01-01 |  | 1989-01-01 |  | Currently in Use | Diesel | 12000 | Epoxy | 1989-01-01 | Fiberglass Reinforced Plastic | Pressurized
9008019 | 1 | [5 empty] | Removed from Ground | Empty | 3000 | Bare Steel | 1980-01-01 | Galvanized Steel
9008019 | 157509 | Ball Float | 1986-01-01 |  | 1986-01-01 |  | Currently in Use | Gas (Historical Use) | 10000 | Epoxy | 1990-01-01 | Fiberglass Reinforced Plastic | Pressurized
9008019 | 157511 | Ball Float | 1986-01-01 |  | 1986-01-01 |  | Currently in Use | Gas (Historical Use) | 10000 | Epoxy | 1990-01-01 | Fiberglass Reinforced Plastic | Pressurized
9008019 | 159550 | Ball Float | 1986-01-01 |  | 1986-01-01 |  | Currently in Use | Diesel | 8000 | Epoxy | 1990-01-01 | Fiberglass Reinforced Plastic | Pressurized
9008019 | 2 | [5 empty] | Removed from Ground | Empty | 8000 | Bare Steel | 1980-01-01 | Galvanized Steel
9008019 | 3 | [5 empty] | Removed from Ground | Empty | 8000 | Bare Steel | 1980-01-01 | Galvanized Steel
9008020 | 1 | Flapper Valve | 1998-04-01 |  | 1998-04-01 |  | Currently in Use | Diesel | 3000 | Steel-Impressed Current | 1981-01-01 | Cathodically Protected | Pressurized
9008020 | 2 | Flapper Valve | 1998-04-01 |  | 1998-04-01 |  | Currently in Use | Diesel | 3000 | Steel-Impressed Current | 1981-01-01 | Cathodically Protected | Pressurized
9008020 | 3 | Flapper Valve | 1998-04-01 |  | 1998-04-01 |  | Currently in Use | Gas (Historical Use) | 6000 | Steel-Impressed Current | 1988-01-01 | Cathodically Protected | Pressurized
9008020 | 4 | Flapper Valve | 1998-04-01 |  | 1998-04-01 |  | Currently in Use | Gas (Historical Use) | 6000 | Steel-Impressed Current | 1988-01-01 | Cathodically Protected | Pressurized
9008021 | 1 | [5 empty] | Removed from Ground | Gas (Historical Use) | 2000 | Cathodically Protected Steel | 1988-08-01 | Bare Steel
9008022 | 604D1 | [5 empty] | Removed from Ground | Diesel | 1000 | Cathodically Protected Steel | 1989-08-10 | Galvanized Steel | Safe Suction (Euro)
9008022 | 604G1 | [5 empty] | Removed from Ground | Gas (Historical Use) | 1000 | Bare Steel | 1966-02-07 | Bare Steel | Safe Suction (Euro)
9008024 | 1 |  | 1988-01-01 |  | 1988-01-01 |  | Currently in Use | Gas (Historical Use) | 10000 | Steel-Impressed Current | 1988-01-01 | Galvanized Steel | Pressurized
9008024 | 2 |  | 1988-01-01 |  | 1988-01-01 |  | Currently in Use | Gas (Historical Use) | 10000 | Steel-Impressed Current | 1988-01-01 | Galvanized Steel | Pressurized
9008024 | 3 |  | 1988-01-01 |  | 1988-01-01 |  | Currently in Use | Gas (Historical Use) | 10000 | Steel-Impressed Current | 1988-01-01 | Galvanized Steel | Pressurized
9008024 | 4 |  | 1988-01-01 |  | 1988-01-01 |  | Currently in Use | Diesel | 6000 | Steel-Impressed Current | 1988-01-01 | Galvanized Steel | Pressurized
9008024 | 5 | [5 empty] | Removed from Ground | Gas (Historical Use) | 8000 | Bare Steel | 1978-01-09 | Galvanized Steel
9008024 | 6 | [5 empty] | Removed from Ground | Gas (Historical Use) | 8000 | Bare Steel | 1978-01-09 | Galvanized Steel
9008024 | 7 | [5 empty] | Removed from Ground | Gas (Historical Use) | 8000 | Bare Steel | 1978-01-09 | Galvanized Steel
9008025 | 1 |  | 1997-12-09 | no | 1997-12-09 | no | Removed from Ground |  | 2000 | Steel-Impressed Current | 2013-12-18 | Fiberglass Reinforced Plastic | Pressurized
9008025 | 2 |  | 1997-12-09 | no | 1997-12-09 | no | Removed from Ground |  | 3000 | Steel-Impressed Current | 2013-12-18 | Fiberglass Reinforced Plastic | Pressurized
9008025 | 3 |  | 1997-12-09 | no | 1997-12-09 | no | Removed from Ground |  | 6000 | Steel-Impressed Current | 2013-12-18 | Fiberglass Reinforced Plastic | Pressurized
9008027 | 1 |  | 1998-12-01 |  | 1998-12-01 |  | Removed from Ground | Gas (Historical Use) | 6500 | Steel-Impressed Current | 1986-01-01 | Cathodically Protected | Pressurized
9008027 | 2 |  | 1998-12-01 | no | 1998-12-01 | no | Removed from Ground | Gas (Historical Use) | 10027 | Fiberglass | 1986-01-01 |  | Pressurized
9008027 | 3 |  | 1998-12-01 |  | 1998-12-01 |  | Removed from Ground | Gas (Historical Use) | 4100 | Steel-Impressed Current | 1979-01-01 | Cathodically Protected | Pressurized
9008027 | 4 |  | 1998-12-01 | no | 1998-12-01 | no | Removed from Ground | Diesel | 6048 | Steel-Impressed Current | 1979-01-01 |  | Pressurized
9008027 | 5 |  | 2000-06-01 | no | 2000-06-01 | no | Removed from Ground | Gas (Historical Use) | 4032 |  | 2000-06-01 |  | Pressurized
9008028 | 1 | Flapper Valve | 1992-02-15 | no | 1992-02-15 | no | Currently in Use | Diesel | 1000 | Fiberglass Double Walled | 1992-02-15 | Copper | Suction (American)
9008030 | 1 | [5 empty] | Removed from Ground | Other | 1000 | Not Marked/Unknown | 1993-02-19 | Not Marked
9008031 | 1 | [5 empty] | Removed from Ground | Gas (Historical Use) | 1000 | Bare Steel | 1997-01-04 | Not Marked
9008031 | 2 | [5 empty] | Removed from Ground | Gas (Historical Use) | 1000 | Bare Steel | 1997-01-04 | Not Marked
9008031 | 3 | [5 empty] | Removed from Ground | Gas (Historical Use) | 1000 | Bare Steel | 1997-01-04 | Not Marked
9008031 | 4 | [5 empty] | Removed from Ground | Gas (Historical Use) | 1000 | Bare Steel | 1997-01-04 | Not Marked
9008032 | 1 | Ball Float | 1993-02-20 | no | 1993-02-20 | no | Currently in Use | Diesel | 10000 | Fiberglass | 1985-01-01 | Fiberglass Reinforced Plastic | Pressurized
9008032 | 2 | Ball Float | 1993-02-20 | no | 1993-02-20 | no | Currently in Use | Regular | 10000 | Fiberglass | 1985-01-01 | Fiberglass Reinforced Plastic | Pressurized
9008032 | 3 | Ball Float | 1993-02-20 | no | 1993-02-20 | no | Currently in Use | Premium | 10000 | Fiberglass | 1985-01-01 | Fiberglass Reinforced Plastic | Pressurized
9008033 | 0 | [5 empty] | Removed from Ground | Other | 0 | Not Marked/Unknown |  | Not Marked
9008034 | 1 | [5 empty] | Removed from Ground | Gas (Historical Use) | 10000 | Not Marked/Unknown | 1998-07-01 | Not Marked
9008034 | 2 | [5 empty] | Removed from Ground | Gas (Historical Use) | 10000 | Not Marked/Unknown | 1998-07-01 | Not Marked
9008034 | 3 | [5 empty] | Removed from Ground | Gas (Historical Use) | 10000 | Not Marked/Unknown | 1998-07-01 | Not Marked
9008035 | 1 | [5 empty] | Removed from Ground | Gas (Historical Use) | 500 | Bare Steel | 1966-01-08 | Galvanized Steel | Safe Suction (Euro)
9008035 | 2 | [5 empty] | Removed from Ground | Gas (Historical Use) | 500 | Bare Steel | 1966-01-08 | Galvanized Steel | Safe Suction (Euro)
9008038 | 1 |  | 1994-04-01 |  | 1994-04-01 |  | Currently in Use | Gas (Historical Use) | 15000 | Composite | 1994-04-01 | Fiberglass Reinforced Plastic | Pressurized
9008038 | 2 |  | 1994-04-01 |  | 1994-04-01 |  | Currently in Use | Gas (Historical Use) | 10000 | Composite | 1994-04-01 | Fiberglass Reinforced Plastic | Pressurized
9008038 | 3 |  | 1994-04-01 |  | 1994-04-01 |  | Currently in Use | Diesel | 8000 | Composite | 1994-04-01 | Fiberglass Reinforced Plastic | Pressurized
9008038 | 4 |  | 1994-04-01 |  | 1994-04-01 |  | Currently in Use | Kerosene | 2000 | Composite | 1994-04-01 | Fiberglass Reinforced Plastic | Pressurized
9008039 | 1 | [5 empty] | Removed from Ground | Gas (Historical Use) | 10000 | Not Marked/Unknown | 1991-04-01 | Not Marked
9008039 | 2 | [5 empty] | Removed from Ground | Gas (Historical Use) | 10000 | Not Marked/Unknown | 1991-04-01 | Not Marked
9008039 | 3 |  |  | yes |  | yes | Removed from Ground | Used Oil | 5000 | Not Marked/Unknown | 1991-04-01 | Not Marked
9008039 | 4 |  |  | yes |  | yes | Removed from Ground | Used Oil | 550 | Not Marked/Unknown |  | Not Marked
9008040 | 1 | Flapper Valve | 1992-09-16 |  | 1992-09-16 |  | Currently in Use | Gas (Historical Use) | 1000 | Galvanic (STIP-3) | 1992-09-16 | Fiberglass Reinforced Plastic | Safe Suction (Euro)
9008040 | 2 | Flapper Valve | 1992-09-16 |  | 1992-09-16 |  | Currently in Use | Diesel | 1000 | Galvanic (STIP-3) | 1992-09-16 | Fiberglass Reinforced Plastic | Safe Suction (Euro)
9008041 | 1 | [5 empty] | Removed from Ground | Gas (Historical Use) | 1000 | Not Marked/Unknown | 1991-12-03 | Not Marked
9008041 | 2 | [5 empty] | Removed from Ground | Gas (Historical Use) | 1000 | Not Marked/Unknown | 1991-12-03 | Not Marked
9008041 | 3 | [5 empty] | Removed from Ground | Gas (Historical Use) | 1000 | Not Marked/Unknown | 1991-12-03 | Not Marked
9008043 | 1 | [5 empty] | Removed from Ground | Gas (Historical Use) | 250 | Not Marked/Unknown | 1992-01-17 | Not Marked
9008045 | 1 | [5 empty] | Removed from Ground | Empty | 6000 | Not Marked/Unknown |  | Not Marked
9008045 | 2 | [5 empty] | Removed from Ground | Empty | 6000 | Not Marked/Unknown |  | Not Marked
9008045 | 3 | [5 empty] | Removed from Ground | Empty | 6000 | Not Marked/Unknown |  | Not Marked
9008045 | 4 | [5 empty] | Removed from Ground | Empty | 1000 | Not Marked/Unknown |  | Not Marked
9008046 | 1 | Ball Float | 1994-04-03 | no | 1994-04-30 | no | Currently in Use | Regular | 10000 | Composite | 1994-04-30 | Fiberglass Reinforced Plastic | Pressurized
9008046 | 2 | Ball Float | 1994-04-30 | no | 1994-04-30 | no | Currently in Use | Plus | 10000 | Composite | 1994-04-30 | Fiberglass Reinforced Plastic | Pressurized
9008046 | 3 | Ball Float | 1994-04-30 | no | 1994-04-30 | no | Currently in Use | Premium | 8000 | Composite | 1994-04-30 | Fiberglass Reinforced Plastic | Pressurized
9008046 | 4 | Flapper Valve | 1994-04-30 | no | 1994-04-30 | no | Currently in Use | Diesel | 8000 | Composite | 1994-04-30 | Fiberglass Reinforced Plastic | Pressurized
9008047 | 1 | [5 empty] | Removed from Ground | Diesel | 1000 | Bare Steel | 1994-07-01 | Bare Steel | Gravity Fed
9008048 | 1 | [5 empty] | Removed from Ground | Gas (Historical Use) | 10000 | Bare Steel | 1979-06-01 | Bare Steel | Pressurized
9008048 | 2 | [5 empty] | Removed from Ground | Gas (Historical Use) | 8000 | Bare Steel | 1978-10-01 | Bare Steel | Pressurized
9008048 | 3 | [5 empty] | Removed from Ground | Gas (Historical Use) | 10000 | Bare Steel | 1978-10-01 | Bare Steel | Pressurized
9008048 | 4 |  |  | yes |  | yes | Removed from Ground | Used Oil | 550 | Bare Steel | 1978-10-01 | Galvanized Steel | Pressurized
9008049 | 1 | [5 empty] | Removed from Ground | Gas (Historical Use) | 1000 | Marked Unknown | 1994-10-01 | Unknown
9008050 | 1 | Ball Float | 1995-04-28 |  | 1995-04-28 |  | Currently in Use | Gas (Historical Use) | 10000 | Composite | 1994-04-28 | Secondary Containment | Pressurized
9008050 | 2 | Ball Float | 1995-04-28 |  | 1995-04-28 |  | Currently in Use | Gas (Historical Use) | 10000 | Composite | 1994-04-28 | Secondary Containment | Pressurized
9008050 | 3 | Ball Float | 1995-04-28 |  | 1995-04-28 |  | Currently in Use | Gas (Historical Use) | 10000 | Composite | 1994-04-28 | Secondary Containment | Pressurized
9008050 | 4 | Ball Float | 1995-04-28 |  | 1995-04-28 |  | Currently in Use | Diesel | 6000 | Composite | 1994-04-28 | Secondary Containment | Pressurized
9008050 | 5 | Flapper Valve | 1995-04-28 |  | 1995-04-28 |  | Currently in Use | Kerosene | 2000 | Composite | 1994-04-28 | Secondary Containment | Pressurized
9008053 | 2 |  | 1995-03-24 |  | 1995-03-24 |  | Permanently Out of Use - historical purposes | Empty | 3016 | Unknown | 1995-03-24 | Bare Steel | Suction (American)
9008054 | 1 | Ball Float | 1994-11-21 | no | 1994-11-21 | no | Currently in Use | Regular | 10278 | Composite | 1994-11-21 | Double-Walled Flex | Pressurized
9008054 | 2 | Ball Float | 1994-11-21 | no | 1994-11-21 | no | Currently in Use | Plus | 10278 | Composite | 1994-11-21 | Double-Walled Flex | Pressurized
9008054 | 3 | Ball Float | 1994-11-21 | no | 1994-11-21 | no | Currently in Use | Premium | 10278 | Composite | 1994-11-21 | Double-Walled Flex | Pressurized
9008055 | 1 |  | 1994-04-01 |  | 1994-04-01 |  | Removed from Ground | Gas (Historical Use) | 10000 | Composite | 1987-01-01 | Fiberglass Reinforced Plastic | Pressurized
9008055 | 2 |  | 1994-04-01 |  | 1994-04-01 |  | Removed from Ground | Gas (Historical Use) | 8000 | Composite | 1987-01-01 | Fiberglass Reinforced Plastic | Pressurized
9008055 | 3 |  | 1994-04-01 |  | 1994-04-01 |  | Removed from Ground | Gas (Historical Use) | 8000 | Composite | 1987-01-01 | Fiberglass Reinforced Plastic | Pressurized
9008055 | 4 |  | 1994-04-01 |  | 1994-04-01 |  | Removed from Ground | Diesel | 6000 | Composite | 1987-01-01 | Fiberglass Reinforced Plastic | Pressurized
9008055 | 5 |  | 1994-04-01 |  | 1994-04-01 |  | Removed from Ground | Kerosene | 6000 | Composite | 1987-01-01 | Fiberglass Reinforced Plastic | Pressurized
9008056 | 5801 | Ball Float | 1995-03-10 | no | 1995-03-10 | no | Currently in Use | Diesel | 8000 | Composite | 1995-03-10 | Fiberglass Reinforced Plastic | Pressurized
9008056 | 5802 | Ball Float | 1995-03-10 | no | 1995-03-10 | no | Currently in Use | Regular | 12000 | Composite | 1995-03-10 | Fiberglass Reinforced Plastic | Pressurized
9008056 | 5803 | Ball Float | 1995-03-10 | no | 1995-03-10 | no | Currently in Use | Premium | 12000 | Composite | 1995-03-10 | Fiberglass Reinforced Plastic | Pressurized
9008058 | 1 |  | 1989-11-20 | yes | 1989-11-20 |  | Currently in Use | Gas (Historical Use) | 8000 | Cathodically Protected Steel | 1989-11-20 | Fiberglass Reinforced Plastic | Pressurized
9008058 | 2 |  | 1989-11-20 | yes | 1989-11-20 |  | Currently in Use | Gas (Historical Use) | 8000 | Cathodically Protected Steel | 1989-11-20 | Fiberglass Reinforced Plastic | Pressurized
9008058 | 3 |  | 1989-11-20 | yes | 1989-11-20 |  | Currently in Use | Gas (Historical Use) | 8000 | Cathodically Protected Steel | 1989-11-20 | Fiberglass Reinforced Plastic | Pressurized
9008058 | 4 |  | 1989-11-20 | yes | 1989-11-20 |  | Currently in Use | Diesel | 4000 | Cathodically Protected Steel | 1989-11-20 | Fiberglass Reinforced Plastic | Pressurized
9008058 | 5 |  | 1989-11-20 | yes | 1989-11-20 |  | Currently in Use | Diesel | 2000 | Cathodically Protected Steel | 1989-11-20 | Fiberglass Reinforced Plastic | Pressurized
9008059 | #1UL164056 |  | 1991-02-12 |  | 1991-02-12 |  | Currently in Use | Diesel | 10000 | Composite | 1991-02-12 | Fiberglass Reinforced Plastic | Safe Suction (Euro)
9008060 | 1 | [5 empty] | Removed from Ground | Gas (Historical Use) | 1000 | Marked Unknown | 1995-08-04 | Unknown
9008060 | 2 | [5 empty] | Removed from Ground | Diesel | 500 | Marked Unknown | 1995-08-16 | Unknown
9008061 | 2 | [5 empty] | Removed from Ground | Gas (Historical Use) | 500 | Bare Steel | 1976-01-01 | Bare Steel
9008062 | 1 | Ball Float | 1990-06-01 |  | 1990-06-01 |  | Currently in Use | Gas (Historical Use) | 8000 | Steel-Impressed Current | 1990-06-01 | Fiberglass Reinforced Plastic | Pressurized
9008062 | 2 | Ball Float | 1990-06-01 |  | 1990-06-01 |  | Currently in Use | Gas (Historical Use) | 8000 | Steel-Impressed Current | 1990-06-01 | Fiberglass Reinforced Plastic | Pressurized
9008062 | 3 | Ball Float | 1990-06-01 |  | 1990-06-01 |  | Currently in Use | Gas (Historical Use) | 8000 | Steel-Impressed Current | 1990-06-01 | Fiberglass Reinforced Plastic | Pressurized
9008063 | 1 |  | 1997-05-02 |  | 1997-05-02 |  | Currently in Use | Gas (Historical Use) | 8000 | Cathodically Protected Steel | 1987-11-04 | Fiberglass Reinforced Plastic | Pressurized
9008063 | 2 |  | 1997-05-02 |  | 1997-05-02 |  | Currently in Use | Gas (Historical Use) | 8000 | Cathodically Protected Steel | 1987-11-04 | Fiberglass Reinforced Plastic | Pressurized
9008063 | 3 |  | 1997-05-02 |  | 1997-05-02 |  | Currently in Use | Gas (Historical Use) | 8000 | Cathodically Protected Steel | 1987-11-04 | Fiberglass Reinforced Plastic | Pressurized
9008063 | 4 |  | 1997-05-02 |  | 1997-05-02 |  | Currently in Use | Diesel | 1000 | Cathodically Protected Steel | 1987-11-04 | Fiberglass Reinforced Plastic | Pressurized
9008064 | 1 | [5 empty] | Removed from Ground | Gas (Historical Use) | 1500 | Bare Steel | 1981-01-01 | Galvanized Steel | Safe Suction (Euro)
9008066 | 1A | Flapper Valve | 1988-05-01 |  | 1988-05-01 |  | Removed from Ground | Gas (Historical Use) | 6000 | Steel-Impressed Current | 1988-05-01 | Flex | Pressurized
9008066 | 1B | Flapper Valve | 1988-05-01 | no | 1988-05-01 | no | Removed from Ground | Gas (Historical Use) | 2000 | Steel-Impressed Current | 1988-05-01 | Flex | Pressurized
9008066 | 2 | Ball Float | 2013-07-01 | no | 2013-07-01 | no | Currently in Use | Gas (Historical Use) | 20000 | Tank Jacket | 2013-07-01 | Double-Walled Fiberglass | Pressurized
9008067 | 1 | [5 empty] | Removed from Ground | Gas (Historical Use) | 3000 | Bare Steel | 1973-09-01 | Galvanized Steel | Safe Suction (Euro)
9008067 | 2 | [5 empty] | Removed from Ground | Gas (Historical Use) | 3000 | Bare Steel | 1973-09-01 | Galvanized Steel | Safe Suction (Euro)
9008067 | 3 | [5 empty] | Removed from Ground | Gas (Historical Use) | 1000 | Bare Steel | 1973-09-01 | Galvanized Steel | Safe Suction (Euro)
9008068 | 1 | [5 empty] | Removed from Ground | Gas (Historical Use) | 3000 | Bare Steel | 1985-01-01 | Galvanized Steel | Safe Suction (Euro)
9008070 | 1 | [5 empty] | Removed from Ground | Diesel | 0 | Not Marked/Unknown | 1981-01-01 | Not Marked
9008071 | 1 |  | 1989-03-21 | no | 1989-03-21 | no | Removed from Ground | Gas (Historical Use) | 3000 | Galvanic (STIP-3) | 1989-03-21 | Double-Walled Fiberglass | Safe Suction (Euro)
9008072 | 1 | [5 empty] | Removed from Ground | Gas (Historical Use) | 2000 | Bare Steel | 1976-01-01 | Galvanized Steel | Suction (American)
9008072 | 2 | [5 empty] | Removed from Ground | Diesel | 2000 | Bare Steel | 1976-01-01 | Galvanized Steel | Suction (American)
9008073 | 1 |  | 1999-08-16 |  | 1999-08-16 |  | Currently in Use | Kerosene | 3000 | Cathodically Protected Steel | 1999-08-16 | Cathodically Protected | Suction (American)
9008074 | 1 | [5 empty] | Removed from Ground | Gas (Historical Use) | 500 | Bare Steel | 1982-04-01 | Galvanized Steel | Safe Suction (Euro)
9008074 | 2 | [5 empty] | Removed from Ground | Gas (Historical Use) | 500 | Bare Steel | 1982-04-01 | Galvanized Steel | Safe Suction (Euro)
9008076 | 1 | [5 empty] | Closed in Ground | Gas (Historical Use) | 1000 | Bare Steel | 1997-01-03 | Bare Steel | Suction (American)
9008076 | 2 | [5 empty] | Closed in Ground | Gas (Historical Use) | 1000 | Bare Steel | 1997-01-03 | Bare Steel | Suction (American)
9008076 | 3 | [5 empty] | Closed in Ground | Gas (Historical Use) | 1000 | Bare Steel | 1997-01-03 | Bare Steel
9008077 | 1 |  | 1998-09-29 |  | 1998-09-29 |  | Currently in Use | Gas (Historical Use) | 3000 | Steel-Impressed Current | 1998-09-29 | Cathodically Protected | Suction (American)
9008077 | 2 |  | 1998-09-29 |  | 1998-09-29 |  | Temporarily out of use | Gas (Historical Use) | 2000 | Steel-Impressed Current | 1998-09-29 | Cathodically Protected | Suction (American)
9008077 | 3 |  | 1998-09-29 |  | 1998-09-29 |  | Temporarily out of use | Diesel | 1000 | Steel-Impressed Current | 1998-09-29 | Cathodically Protected | Suction (American)
9008079 | 1 | [5 empty] | Temporarily out of use | Gas (Historical Use) | 1000 | Bare Steel | 1966-03-10 | Galvanized Steel | Safe Suction (Euro)
9008079 | 2 | [5 empty] | Temporarily out of use | Gas (Historical Use) | 1000 | Bare Steel | 1966-03-10 | Galvanized Steel | Safe Suction (Euro)
9008079 | 3 | [5 empty] | Temporarily out of use | Gas (Historical Use) | 550 | Bare Steel | 1966-03-10 | Galvanized Steel | Safe Suction (Euro)
9008080 | 1 | [5 empty] | Removed from Ground | Kerosene | 250 | Marked Unknown | 1996-04-29 | Unknown
9008080 | 2 | [5 empty] | Removed from Ground | Gas (Historical Use) | 1000 | Not Marked/Unknown | 1996-04-29 | Not Marked
9008082 | 1 | Ball Float | 1995-05-15 |  | 1995-05-15 |  | Currently in Use | Gas (Historical Use) | 12000 | Fiberglass | 1995-05-01 | Double-Walled Fiberglass | Pressurized
9008082 | 2 | Ball Float | 1995-05-15 |  | 1995-05-15 |  | Currently in Use | Gas (Historical Use) | 12000 | Fiberglass | 1995-05-01 | Double-Walled Fiberglass | Pressurized
9008082 | 3 | Ball Float | 1995-05-15 |  | 1995-05-15 |  | Currently in Use | Diesel | 10000 | Fiberglass | 1995-05-01 | Double-Walled Fiberglass | Pressurized
9008082 | 4 | Flapper Valve | 1995-05-15 |  | 1995-05-15 |  | Currently in Use | Kerosene | 2000 | Fiberglass | 1995-05-01 | Double-Walled Fiberglass | Safe Suction (Euro)
9008084 | 1 | [5 empty] | Removed from Ground | Diesel | 10000 | Not Marked/Unknown | 1960-04-30 | Not Marked
9008086 | 1 | [5 empty] | Removed from Ground | Diesel | 10000 | Not Marked/Unknown |  | Not Marked
9008086 | 2 | [5 empty] | Removed from Ground | Diesel | 5000 | Not Marked/Unknown |  | Not Marked
9008087 | 1 | [5 empty] | Removed from Ground | Gas (Historical Use) | 3000 | Not Marked/Unknown | 1996-06-27 | Not Marked
9008088 | 1 | [5 empty] | Removed from Ground | Gas (Historical Use) | 500 | Not Marked/Unknown | 1995-03-20 | Not Marked
9008088 | 2 | [5 empty] | Removed from Ground | Gas (Historical Use) | 500 | Not Marked/Unknown | 1995-03-20 | Not Marked
9008091 | 1 | [5 empty] | Removed from Ground | Gas (Historical Use) | 8000 | Not Marked/Unknown |  | Not Marked
9008091 | 2 | [5 empty] | Removed from Ground | Gas (Historical Use) | 550 | Not Marked/Unknown |  | Not Marked
9008091 | 3 | [5 empty] | Removed from Ground | Diesel | 550 | Not Marked/Unknown |  | Not Marked
9008091 | 4 | [5 empty] | Removed from Ground | Diesel | 550 | Not Marked/Unknown |  | Not Marked
9008091 | 5 | [5 empty] | Removed from Ground | Diesel | 550 | Not Marked/Unknown |  | Not Marked
9008092 | 1 | [5 empty] | Removed from Ground | Diesel | 10000 | Bare Steel | 1997-04-24 | Unknown | Suction (American)
9008093 | 1 | Ball Float | 1996-09-26 |  | 1996-09-26 | yes | Currently in Use | Gas (Historical Use) | 10000 | Composite | 1996-09-25 | Double Walled/Sec. Containment | Pressurized
9008093 | 2 | Ball Float | 1996-09-26 |  | 1996-09-26 | yes | Currently in Use | Gas (Historical Use) | 10000 | Composite | 1996-09-25 | Double Walled/Sec. Containment | Pressurized
9008093 | 3 | Ball Float | 1996-09-26 |  | 1996-09-26 | yes | Currently in Use | Gas (Historical Use) | 10000 | Composite | 1996-09-25 | Double Walled/Sec. Containment | Pressurized
9008094 | 1 | Ball Float | 1996-04-11 |  | 1996-04-11 |  | Currently in Use | Gas (Historical Use) | 15496 | Composite | 1996-04-11 | Fiberglass Reinforced Plastic | Pressurized
9008094 | 2 | Ball Float | 1996-04-11 |  | 1996-04-11 |  | Currently in Use | Gas (Historical Use) | 12279 | Composite | 1996-04-11 | Fiberglass Reinforced Plastic | Pressurized
9008094 | 3 | Ball Float | 1996-04-11 |  | 1996-04-11 |  | Currently in Use | Diesel | 10246 | Composite | 1996-04-11 | Fiberglass Reinforced Plastic | Pressurized
9008095 | 1 | [5 empty] | Removed from Ground | Gas (Historical Use) | 10000 | Fiberglass | 1997-10-22 | Galvanized Steel | Pressurized
9008095 | 2 | [5 empty] | Removed from Ground | Gas (Historical Use) | 8000 | Fiberglass | 1997-10-22 | Galvanized Steel | Pressurized
9008095 | 3 | [5 empty] | Removed from Ground | Gas (Historical Use) | 8000 | Fiberglass | 1997-10-22 | Galvanized Steel | Pressurized
9008095 | 4 | [5 empty] | Removed from Ground | Diesel | 10000 | Bare Steel | 1997-10-22 | Galvanized Steel | Pressurized
9008097 | 1 | [5 empty] | Removed from Ground | Gas (Historical Use) | 500 | Bare Steel | 1998-01-29 | Bare Steel | Safe Suction (Euro)
9008097 | 2 | [5 empty] | Removed from Ground | Gas (Historical Use) | 1000 | Bare Steel | 1998-01-29 | Bare Steel | Safe Suction (Euro)
9008099 | 1 | [5 empty] | Removed from Ground | Gas (Historical Use) | 1000 | Bare Steel | 1998-12-30 | Galvanized Steel | Suction (American)
9008099 | 2 | [5 empty] | Removed from Ground | Gas (Historical Use) | 1000 | Bare Steel | 1998-12-30 | Galvanized Steel | Suction (American)
9008099 | 3 | [5 empty] | Removed from Ground | Gas (Historical Use) | 1000 | Bare Steel | 1998-12-30 | Galvanized Steel | Suction (American)
9008099 | 4A |  | 2007-10-12 | no | 2007-10-12 | no | Currently in Use | Gas (Historical Use) | 10000 | Double Walled | 2007-12-01 | Double Walled/Sec. Containment | Pressurized
9008099 | 4B |  | 2007-10-12 | no | 2007-10-12 | no | Currently in Use | Gas (Historical Use) | 2000 | Double Walled | 2007-12-01 | Double Walled/Sec. Containment | Pressurized
9008099 | 6 |  | 2007-10-12 | no | 2007-10-12 | no | Currently in Use | Gas (Historical Use) | 6000 | Double Walled | 2007-12-01 | Double Walled/Sec. Containment | Pressurized
9008100 | 1 |  | 1996-12-17 |  | 1996-12-17 |  | Currently in Use | Gas (Historical Use) | 10000 | Composite | 1996-11-01 | Double-Walled Fiberglass | Pressurized
9008100 | 2 |  | 1996-12-17 |  | 1996-12-17 |  | Currently in Use | Gas (Historical Use) | 10000 | Composite | 1996-11-01 | Double-Walled Fiberglass | Pressurized
9008100 | 3 |  | 1996-12-17 |  | 1996-12-17 |  | Currently in Use | Gas (Historical Use) | 10000 | Composite | 1996-11-01 | Double-Walled Fiberglass | Pressurized
9008100 | 4 |  | 1996-12-17 |  | 1996-12-17 |  | Currently in Use | Diesel | 8000 | Composite | 1996-11-01 | Double-Walled Fiberglass | Pressurized
9008101 | RU | [5 empty] | Removed from Ground | Gas (Historical Use) | 5000 | Cathodically Protected Steel | 1990-01-02 | Galvanized Steel | Suction (American)
9008101 | SU | [5 empty] | Removed from Ground | Gas (Historical Use) | 5000 | Cathodically Protected Steel | 1990-01-02 | Galvanized Steel | Suction (American)
9008102 | 1 |  | 1997-10-07 |  | 1997-10-07 |  | Currently in Use | Gas (Historical Use) | 12000 | Tank Jacket | 1997-10-01 | Double-Walled Flex | Pressurized
9008102 | 2 |  | 1997-10-07 |  | 1997-10-07 |  | Currently in Use | Gas (Historical Use) | 12000 | Tank Jacket | 1997-10-01 | Double-Walled Flex | Pressurized
9008104 | 1 | Ball Float | 1997-06-01 |  | 1997-06-01 |  | Currently in Use | Gas (Historical Use) | 10000 | Epoxy | 1997-06-01 | Fiberglass Reinforced Plastic | Pressurized
9008104 | 2 | Ball Float | 1997-06-01 |  | 1997-06-01 |  | Currently in Use | Gas (Historical Use) | 15000 | Epoxy | 1997-06-01 | Fiberglass Reinforced Plastic | Pressurized
9008105 | 1 | Ball Float | 1998-02-01 |  | 1998-02-01 |  | Currently in Use | Gas (Historical Use) | 15000 | Composite | 1998-02-01 | Fiberglass Reinforced Plastic | Pressurized
9008105 | 2 | Ball Float | 1998-02-01 |  | 1998-02-01 |  | Currently in Use | Gas (Historical Use) | 12000 | Composite | 1998-02-01 | Fiberglass Reinforced Plastic | Pressurized
9008105 | 3 | Ball Float | 1998-02-01 |  | 1998-02-01 |  | Currently in Use | Diesel | 15000 | Composite | 1998-02-01 | Fiberglass Reinforced Plastic | Pressurized
9008106 | 1 | Flapper Valve | 1998-03-03 |  | 1998-03-03 |  | Currently in Use | Gas (Historical Use) | 12000 | Fiberglass | 1998-02-18 | Double-Walled Fiberglass | Pressurized
9008106 | 2 | Flapper Valve | 1998-03-03 |  | 1998-03-03 |  | Currently in Use | Gas (Historical Use) | 10000 | Fiberglass | 1998-02-18 | Double-Walled Fiberglass | Pressurized
9008106 | 3 | Flapper Valve | 1998-03-03 |  | 1998-03-03 |  | Currently in Use | Diesel | 2000 | Fiberglass | 1998-02-18 | Double-Walled Fiberglass | Pressurized
9008107 | 1 | Ball Float | 1992-06-01 | no | 1992-06-01 | no | Currently in Use | Gas (Historical Use) | 10000 | Fiberglass Double Walled | 1992-06-01 | Double-Walled Fiberglass | Pressurized
9008107 | 2 | Overfill Alarm | 1992-06-01 | no | 1992-06-01 | no | Currently in Use | Gas (Historical Use) | 10000 | Fiberglass Double Walled | 1992-06-01 | Double-Walled Fiberglass | Pressurized
9008107 | 3 | Ball Float | 1992-06-01 | no | 1992-06-01 | no | Currently in Use | Diesel | 10000 | Fiberglass Double Walled | 1992-06-01 | Double-Walled Fiberglass | Pressurized
9008109 | 1 |  | 1999-05-18 |  | 1999-05-18 |  | Removed from Ground | Diesel | 30000 | Fiberglass | 1999-05-01 | Secondary Containment | Pressurized
9008110 | 1 | Ball Float | 1999-06-23 | no | 1999-06-23 | no | Currently in Use | Regular | 12000 | Composite | 1999-06-01 | Fiberglass Reinforced Plastic | Pressurized
9008110 | 2 | Ball Float | 1999-06-23 | no | 1999-06-23 | no | Currently in Use | Premium | 6000 | Composite | 1999-06-01 | Fiberglass Reinforced Plastic | Pressurized
9008110 | 3 | Ball Float | 1999-06-23 | no | 1999-06-23 | no | Currently in Use | Diesel | 6000 | Composite | 1999-06-01 | Fiberglass Reinforced Plastic | Pressurized
9008110 | 4 | Ball Float | 1999-06-23 | no | 1999-06-23 | no | Currently in Use | Kerosene | 2000 | Composite | 1999-06-01 | Fiberglass Reinforced Plastic | Pressurized
9008111 | 1 |  | 1999-05-01 | no | 1999-05-01 | no | Currently in Use | Regular | 15000 | Fiberglass Double Walled | 1999-04-01 | Fiberglass Reinforced Plastic | Pressurized
9008111 | 2 |  | 1999-05-01 | no | 1999-05-01 | no | Currently in Use | Premium | 8000 | Fiberglass Double Walled | 1999-04-01 | Double-Walled Fiberglass | Pressurized
9008111 | 3 |  | 1999-05-01 | no | 1999-05-01 | no | Currently in Use | Diesel | 30000 | Fiberglass Double Walled | 1999-04-01 | Double-Walled Fiberglass | Pressurized
9008111 | 4 |  | 1999-05-01 | no | 1999-05-01 | no | Currently in Use | Diesel | 30000 | Fiberglass Double Walled | 1999-04-01 | Double-Walled Fiberglass | Pressurized
9008111 | 5 |  | 1999-05-01 | no | 1999-05-01 | no | Currently in Use | New Oil | 8000 | Fiberglass Double Walled | 1999-04-01 | Double-Walled Fiberglass | Pressurized
9008111 | 6 |  | 1999-05-01 | yes | 1999-05-01 | yes | Currently in Use | Used Oil | 4000 | Fiberglass Double Walled | 1999-04-01 | Double-Walled Fiberglass | Pressurized
9008111 | 7 | Flapper Valve | 2016-12-22 | no |  | no | Currently in Use | Biodiesel | 20000 | Fiberglass Double Walled | 2016-12-10 | Double-Walled Fiberglass | Pressurized
9008112 | 1 | [5 empty] | Permanently Out of Use - historical purposes | Empty | 0 | Bare Steel |  | Bare Steel
9008112 | 2 | [5 empty] | Permanently Out of Use - historical purposes | Gas (Historical Use) | 0 | Bare Steel |  | Bare Steel
9008112 | 3 | [5 empty] | Permanently Out of Use - historical purposes | Gas (Historical Use) | 0 | Bare Steel |  | Bare Steel
9008113 | 1 |  | 1999-09-01 |  | 1999-09-01 |  | Currently in Use | Diesel | 12000 | Double Walled | 1999-04-21 | Double Walled | Pressurized
9008113 | 2 |  | 1999-09-01 |  | 1999-09-01 |  | Currently in Use | Gas (Historical Use) | 12000 | Double Walled | 1999-04-21 | Double Walled | Pressurized
9008113 | 3 |  | 1999-09-01 |  | 1999-09-01 |  | Currently in Use | Gas (Historical Use) | 12000 | Double Walled | 1999-04-21 | Double Walled | Pressurized
9008113 | 4 |  | 1999-09-01 |  | 1999-09-01 |  | Temporarily out of use | Gas (Historical Use) | 12000 | Double Walled | 1999-04-21 | Double Walled | Pressurized
9008113 | 5 |  | 1999-09-01 |  | 1999-09-01 |  | Currently in Use | Diesel | 12000 | Double Walled | 1999-04-21 | Double Walled | Pressurized
9008113 | 6 |  | 1999-09-01 |  | 1999-09-01 |  | Currently in Use | Diesel | 12000 | Double Walled | 1999-04-21 | Double Walled | Pressurized
9008113 | 7 |  | 1999-09-01 |  | 1999-09-01 |  | Currently in Use | Diesel | 12000 | Double Walled | 1999-04-21 | Double Walled | Pressurized
9008113 | 8 |  | 1999-09-01 |  | 1999-09-01 |  | Currently in Use | Diesel | 12000 | Double Walled | 1999-04-21 | Double Walled | Pressurized
9008114 | 1 | [5 empty] | Removed from Ground | Diesel | 3000 | Bare Steel | 1985-01-01 | Bare Steel
9008114 | 2 | [5 empty] | Removed from Ground | Gas (Historical Use) | 3000 | Bare Steel | 1985-01-01 | Bare Steel
9008114 | 3 | [5 empty] | Removed from Ground | Gas (Historical Use) | 3000 | Bare Steel | 1985-01-01 | Bare Steel
9008115 | 1 |  | 2000-05-25 |  | 2000-05-25 |  | Currently in Use | Gas (Historical Use) | 20000 | Composite Double Walled | 2000-05-25 | Double-Walled Fiberglass | Pressurized
9008115 | 2 |  | 2000-05-25 |  | 2000-05-25 |  | Currently in Use | Diesel | 12000 | Composite Double Walled | 2000-05-25 | Double-Walled Fiberglass | Pressurized
9008115 | 3 |  | 2000-05-25 |  | 2000-05-25 |  | Currently in Use | Gas (Historical Use) | 12000 | Composite Double Walled | 2000-05-25 | Double-Walled Fiberglass | Pressurized
9008116 | 1 | [5 empty] | Permanently Out of Use - historical purposes | Gas (Historical Use) | 1000 | Bare Steel |  | Unknown
9008116 | 2 | [5 empty] | Permanently Out of Use - historical purposes | Gas (Historical Use) | 1000 | Bare Steel |  | Unknown
9008116 | 3 | [5 empty] | Permanently Out of Use - historical purposes | Gas (Historical Use) | 550 | Bare Steel |  | Unknown
9008116 | 4 | [5 empty] | Permanently Out of Use - historical purposes | Kerosene | 550 | Bare Steel |  | Unknown
9008117 | 1 |  | 2001-04-05 | no | 2001-04-05 | no | Removed from Ground | Diesel | 2000 | Composite | 2001-04-05 | Aboveground | Pressurized
9008118 | 1 |  | 2001-01-01 | no | 2001-01-01 | no | Currently in Use | Gas (Historical Use) | 20000 | Fiberglass | 2000-10-01 | Double Walled | Pressurized
9008118 | 2 |  | 2001-01-01 | no | 2001-01-01 | no | Currently in Use | Gas (Historical Use) | 20000 | Fiberglass | 2000-10-01 | Double Walled | Pressurized
9008118 | 3 |  | 2001-01-01 | no | 2001-01-01 | no | Currently in Use | Gas (Historical Use) | 12000 | Fiberglass | 2000-10-01 | Double Walled | Pressurized
9008118 | 4A |  | 2016-11-09 | no | 2016-11-09 | no | Currently in Use | Gas (Historical Use) | 1000 | Fiberglass Double Walled | 2016-11-10 | Double-Walled Flex | Pressurized
9008118 | 4B |  | 2016-11-09 | no | 2016-11-09 | no | Currently in Use | Diesel | 12000 | Fiberglass Double Walled | 2016-11-10 | Double-Walled Flex | Pressurized
9008119 | 1 | Ball Float | 2001-08-01 | no | 2001-08-01 | no | Currently in Use | Gas (Historical Use) | 12000 | Fiberglass | 2001-08-01 | Fiberglass Reinforced Plastic | Pressurized
9008119 | 2 | Ball Float | 2001-08-01 | yes | 2001-08-01 | yes | Currently in Use | Gas (Historical Use) | 8000 | Fiberglass | 2001-08-01 | Fiberglass Reinforced Plastic | Pressurized
9009001 | 1 | [5 empty] | Removed from Ground | Diesel | 500 | Not Marked/Unknown |  | Not Marked
9009001 | 2 | [5 empty] | Removed from Ground | Gas (Historical Use) | 500 | Not Marked/Unknown |  | Not Marked
9009001 | 3 | [5 empty] | Removed from Ground | Gas (Historical Use) | 500 | Not Marked/Unknown |  | Not Marked
9009001 | 4 | [5 empty] | Removed from Ground | Gas (Historical Use) | 500 | Not Marked/Unknown |  | Not Marked
9009001 | 5 | [5 empty] | Removed from Ground | Gas (Historical Use) | 500 | Not Marked/Unknown |  | Not Marked
9009001 | 6 |  | 2000-07-01 | no | 2000-07-01 | no | Currently in Use | Diesel | 12000 | Composite | 2000-07-01 | Fiberglass Reinforced Plastic | Pressurized
9009001 | 7 |  | 2000-07-01 | no | 2000-07-01 | no | Currently in Use | Diesel | 8000 | Composite | 2000-07-01 | Fiberglass Reinforced Plastic | Pressurized
9009001 | 8A |  | 2000-07-01 | no | 2000-07-01 | no | Currently in Use | Gas (Historical Use) | 6000 | Composite | 2000-07-01 | Fiberglass Reinforced Plastic | Pressurized
9009001 | 8B |  | 2000-07-01 | no | 2000-07-01 | no | Currently in Use | Gas (Historical Use) | 6000 | Composite | 2000-07-01 | Fiberglass Reinforced Plastic | Pressurized
9009004 | 1 | [5 empty] | Removed from Ground | Diesel | 20000 | Bare Steel | 1980-01-01 | Bare Steel
9009005 | 1 | [5 empty] | Removed from Ground | Gas (Historical Use) | 500 | Bare Steel | 1998-11-01 | Galvanized Steel
9009005 | 3 |  | 1998-11-05 |  | 1998-11-05 |  | Removed from Ground | Gas (Historical Use) | 1000 | Fiberglass Double Walled | 1998-10-28 | Double-Walled Fiberglass | Suction (American)
9009007 | 1 |  | 1993-06-04 |  | 1993-06-04 |  | Currently in Use | Gas (Historical Use) | 12000 | Composite | 1993-06-03 | Double-Walled Fiberglass | Pressurized
9009007 | 2 |  | 1993-06-04 |  | 1993-06-04 |  | Currently in Use | Gas (Historical Use) | 6000 | Composite | 1993-06-04 | Double-Walled Fiberglass | Pressurized
9009007 | 3 |  | 1993-06-04 |  | 1993-06-04 |  | Currently in Use | Gas (Historical Use) | 6000 | Composite | 1993-06-04 | Double-Walled Fiberglass | Pressurized
9009008 | 1 | [5 empty] | Removed from Ground | Gas (Historical Use) | 8000 | Bare Steel | 1992-11-20 | Galvanized Steel
9009008 | 2 | [5 empty] | Removed from Ground | Gas (Historical Use) | 3500 | Bare Steel | 1992-11-20 | Not Marked
9009008 | 3 | [5 empty] | Removed from Ground | Gas (Historical Use) | 500 | Bare Steel | 1992-11-20 | Not Marked
9009009 | 1 | [5 empty] | Removed from Ground | Gas (Historical Use) | 2000 | Bare Steel | 1994-01-12 | Galvanized Steel | Suction (American)
9009009 | 2 | [5 empty] | Removed from Ground | Gas (Historical Use) | 1000 | Bare Steel | 1994-01-12 | Galvanized Steel | Suction (American)
9009009 | 3 | [5 empty] | Removed from Ground | Gas (Historical Use) | 1000 | Bare Steel | 1994-01-12 | Galvanized Steel | Suction (American)
9009009 | 4 | [5 empty] | Removed from Ground | Gas (Historical Use) | 2000 | Bare Steel | 1994-01-12 | Galvanized Steel | Suction (American)
9009009 | 5 | [5 empty] | Removed from Ground | Gas (Historical Use) | 550 | Bare Steel | 1994-01-12 | Galvanized Steel | Suction (American)
9009009 | 6 | [5 empty] | Removed from Ground | Gas (Historical Use) | 3000 | Cathodically Protected Steel | 1987-01-01 | Galvanized Steel | Suction (American)
9009011 | 1 | [5 empty] | Removed from Ground | Gas (Historical Use) | 4000 | Bare Steel | 1991-09-26 | Galvanized Steel
9009011 | 2 | [5 empty] | Removed from Ground | Gas (Historical Use) | 4000 | Bare Steel | 1991-09-26 | Galvanized Steel
9009011 | 3 | [5 empty] | Removed from Ground | Gas (Historical Use) | 4000 | Bare Steel | 1991-09-26 | Galvanized Steel
9009011 | 4 | [5 empty] | Removed from Ground | Gas (Historical Use) | 4000 | Bare Steel | 1991-09-26 | Galvanized Steel
9009012 | 1 | [5 empty] | Removed from Ground | Gas (Historical Use) | 800 | Bare Steel | 1970-01-01 | Bare Steel | Safe Suction (Euro)
9009014 | 1 |  | 1997-04-04 |  | 1997-04-04 |  | Removed from Ground | Gas (Historical Use) | 2000 | Steel-Impressed Current | 1978-04-01 | Cathodically Protected | Suction (American)
9009014 | 2 |  | 1997-04-04 |  | 1997-04-04 |  | Removed from Ground | Diesel | 3000 | Steel-Impressed Current | 1978-04-01 | Cathodically Protected | Suction (American)
9009015 | 1 | [5 empty] | Removed from Ground | Gas (Historical Use) | 2000 | Bare Steel | 1999-12-27 | Galvanized Steel | Suction (American)
9009015 | 2 | [5 empty] | Removed from Ground | Gas (Historical Use) | 2000 | Bare Steel | 1999-12-27 | Galvanized Steel | Suction (American)
9009015 | 3 | [5 empty] | Removed from Ground | Gas (Historical Use) | 2000 | Bare Steel | 1999-12-27 | Galvanized Steel | Suction (American)
9009015 | 4 | [5 empty] | Removed from Ground | Kerosene | 550 | Bare Steel | 1999-12-27 | Galvanized Steel | Safe Suction (Euro)
9009016 | 1 |  | 1995-10-01 | no | 1995-10-01 | no | Currently in Use | Regular | 6000 | Steel-Impressed Current | 2001-09-20 | Fiberglass Reinforced Plastic | Pressurized
9009016 | 2 | Ball Float | 1995-10-01 | no | 1995-10-01 | no | Currently in Use | Regular | 6000 | Steel-Impressed Current | 2001-09-20 | Fiberglass Reinforced Plastic | Pressurized
9009016 | 3 | Ball Float | 1995-10-01 | no | 1995-10-01 | no | Currently in Use | Regular | 6000 | Steel-Impressed Current | 2001-09-20 | Fiberglass Reinforced Plastic | Pressurized
9009020 | 1 |  | 1998-07-01 |  | 1998-07-01 |  | Currently in Use | Gas (Historical Use) | 10000 | Steel-Impressed Current | 1973-01-01 | Cathodically Protected | Safe Suction (Euro)
9009020 | 2 |  | 1998-07-20 |  | 1998-07-20 |  | Installed | Diesel | 10000 | Steel-Impressed Current | 1973-01-01 | Cathodically Protected | Safe Suction (Euro)
9009021 | 3 | [5 empty] | Removed from Ground | Diesel | 6000 | Bare Steel | 1982-01-01 | Galvanized Steel | Suction (American)
9009022 | 1 | Ball Float | 1997-01-01 | no | 1997-01-01 | no | Currently in Use | Premium | 6000 | Steel-Impressed Current | 1997-01-17 | Fiberglass Reinforced Plastic | Pressurized
9009022 | 2 | Ball Float | 1997-01-01 | no | 1997-01-01 | no | Currently in Use | Regular | 6000 | Steel-Impressed Current | 1997-01-17 | Fiberglass Reinforced Plastic | Pressurized
9009022 | 3 | Ball Float | 1997-01-01 | no | 1997-01-01 | no | Currently in Use | Regular | 6000 | Steel-Impressed Current | 1997-01-17 | Fiberglass Reinforced Plastic | Pressurized
9009023 | 1 |  | 1998-06-04 |  | 1998-06-04 | yes | Currently in Use | Gas (Historical Use) | 6000 | Galvanic (STIP-3) | 1984-02-01 | Fiberglass Reinforced Plastic | Pressurized
9009023 | 2 |  | 1998-06-04 |  | 1998-06-04 | yes | Currently in Use | Gas (Historical Use) | 6000 | Galvanic (STIP-3) | 1984-02-01 | Fiberglass Reinforced Plastic | Pressurized
9009023 | 3 |  | 1998-06-04 |  | 1998-06-04 | yes | Closed in Ground | Gas (Historical Use) | 6000 | Galvanic (STIP-3) | 1984-02-01 | Fiberglass Reinforced Plastic | Pressurized
9009023 | 4 |  | 1998-06-04 |  | 1998-06-04 | yes | Currently in Use | Diesel | 10000 | Galvanic (STIP-3) | 1984-02-01 | Fiberglass Reinforced Plastic | Pressurized
9009024 | 1 |  | 1998-10-15 |  | 1998-10-15 |  | Currently in Use | Gas (Historical Use) | 6000 | Galvanic (STIP-3) | 1988-01-01 | Cathodically Protected | Pressurized
9009024 | 2 |  | 1998-10-15 |  | 1998-10-15 |  | Currently in Use | Gas (Historical Use) | 6000 | Galvanic (STIP-3) | 1988-01-01 | Cathodically Protected | Pressurized
9009024 | 3 |  | 1998-10-15 |  | 1998-10-15 |  | Temporarily out of use | Gas (Historical Use) | 6000 | Galvanic (STIP-3) | 1988-01-01 | Cathodically Protected | Pressurized
9009024 | 4 |  | 1998-10-15 |  | 1998-10-15 |  | Currently in Use | Diesel | 6000 | Galvanic (STIP-3) | 1988-01-01 | Cathodically Protected | Pressurized
9009025 | 1 |  | 1996-12-01 |  | 1996-12-01 |  | Currently in Use | Gas (Historical Use) | 10000 | Steel-Impressed Current | 1976-01-01 | Fiberglass Reinforced Plastic | Pressurized
9009025 | 2 |  | 1996-12-01 |  | 1996-12-01 |  | Currently in Use | Gas (Historical Use) | 10000 | Steel-Impressed Current | 1976-01-01 | Fiberglass Reinforced Plastic | Pressurized
9009025 | 3 |  | 1996-12-01 |  | 1996-12-01 |  | Currently in Use | Diesel | 5000 | Steel-Impressed Current | 1976-01-01 | Fiberglass Reinforced Plastic | Pressurized
9009027 | 1 | Flapper Valve | 1996-09-01 | no | 1996-09-01 | no | Currently in Use | Regular | 6000 | Steel-Impressed Current | 1996-09-27 | Fiberglass Reinforced Plastic | Suction (American)
9009027 | 2 | Flapper Valve | 1996-09-01 | no | 1996-09-01 | no | Currently in Use | Regular | 6000 | Steel-Impressed Current | 1996-09-27 | Cathodically Protected | Suction (American)
9009027 | 3 | Flapper Valve | 1996-09-01 | no | 1996-09-01 | no | Currently in Use | Premium | 6000 | Steel-Impressed Current | 1996-09-27 | Cathodically Protected | Suction (American)
9009027 | 4 | Overfill Alarm | 2005-10-01 | no | 2005-10-01 | no | Currently in Use | Diesel | 15000 | Composite | 2005-10-01 | Fiberglass Reinforced Plastic | Pressurized
9009028 | 1 | [5 empty] | Removed from Ground | Gas (Historical Use) | 4000 | Marked Unknown | 1996-11-04 | Unknown
9009028 | 2 | [5 empty] | Removed from Ground | Gas (Historical Use) | 3000 | Marked Unknown | 1996-11-04 | Unknown
9009028 | 3 | [5 empty] | Removed from Ground | Gas (Historical Use) | 3000 | Marked Unknown | 1996-11-04 | Unknown
9009028 | 4 |  |  | yes |  | yes | Removed from Ground | Used Oil | 550 | Marked Unknown | 1996-11-04 | Unknown
9009030 | 1 |  | 1996-10-04 |  | 1996-10-04 |  | Currently in Use | Gas (Historical Use) | 15000 | Epoxy | 1996-09-27 | Double Walled | Pressurized
9009030 | 2 |  | 1996-10-04 |  | 1996-10-04 |  | Currently in Use | Gas (Historical Use) | 12000 | Epoxy | 1996-09-27 | Double Walled | Pressurized
9009031 | 1 | [5 empty] | Removed from Ground | Gas (Historical Use) | 3000 | Marked Unknown | 1997-11-18 | Galvanized Steel
9009031 | 2 | [5 empty] | Removed from Ground | Gas (Historical Use) | 2000 | Marked Unknown | 1997-11-18 | Galvanized Steel
9009031 | 3 | [5 empty] | Removed from Ground | Gas (Historical Use) | 0 | Marked Unknown | 1997-11-18 | Galvanized Steel
9009032 | 1 | [5 empty] | Removed from Ground | Gas (Historical Use) | 4000 | Not Marked/Unknown |  | Not Marked
9009032 | 2 | [5 empty] | Removed from Ground | Gas (Historical Use) | 4000 | Not Marked/Unknown |  | Not Marked
9009033 | 1 | [5 empty] | Removed from Ground | Gas (Historical Use) | 1000 | Not Marked/Unknown | 1998-05-01 | Not Marked
9009033 | 2 | [5 empty] | Removed from Ground | Gas (Historical Use) | 560 | Not Marked/Unknown | 1998-05-01 | Not Marked
9010001 | 1 | [5 empty] | Removed from Ground | Other | 3000 | Marked Unknown | 1991-08-19 | Unknown
9010002 | 1 | [5 empty] | Removed from Ground | Diesel | 3000 | Bare Steel | 1992-01-18 | Galvanized Steel | Safe Suction (Euro)
9010002 | 2 | [5 empty] | Removed from Ground | Gas (Historical Use) | 3000 | Bare Steel | 1992-01-18 | Galvanized Steel | Safe Suction (Euro)
9010002 | 3 | [5 empty] | Removed from Ground | Diesel | 3000 | Bare Steel | 1992-01-18 | Galvanized Steel | Safe Suction (Euro)
9010004 | 1 | Flapper Valve | 1996-10-15 | no | 1996-10-15 | no | Currently in Use | Diesel | 6000 | Galvanic (STIP-3) | 2000-09-08 | Galvanized Steel | Pressurized
9010004 | 2 | Flapper Valve | 1996-10-15 | no | 1996-10-15 | no | Currently in Use | Gas (Historical Use) | 6000 | Galvanic (STIP-3) | 2000-09-08 | Galvanized Steel | Pressurized
9010004 | 3 | Flapper Valve | 1996-10-15 | no | 1996-10-15 | no | Currently in Use | Gas (Historical Use) | 6000 | Galvanic (STIP-3) | 2000-09-08 | Fiberglass Reinforced Plastic | Pressurized
9010004 | 4 | Flapper Valve | 1996-10-15 | no | 1996-10-15 | no | Currently in Use | Gas (Historical Use) | 6000 | Galvanic (STIP-3) | 2014-09-26 | Fiberglass Reinforced Plastic | Pressurized
9010008 | 1 | [5 empty] | Removed from Ground | Other | 2000 | Bare Steel | 1993-06-01 | Bare Steel | Safe Suction (Euro)
9010008 | 2 | [5 empty] | Removed from Ground | Gas (Historical Use) | 2000 | Bare Steel | 1993-06-01 | Bare Steel | Safe Suction (Euro)
9010008 | 3 | [5 empty] | Removed from Ground | Gas (Historical Use) | 2000 | Bare Steel | 1993-06-01 | Bare Steel | Safe Suction (Euro)
9010008 | 4 |  |  | yes |  | yes | Removed from Ground | Used Oil | 560 | Bare Steel | 1993-06-01 | Bare Steel | Safe Suction (Euro)
9010008 | 5 |  |  | yes |  | yes | Removed from Ground | Used Oil | 560 | Bare Steel | 1993-06-01 | Bare Steel | Safe Suction (Euro)
9010008 | 6 | [5 empty] | Removed from Ground | Kerosene | 560 | Bare Steel | 1993-06-01 | Bare Steel | Safe Suction (Euro)
9010009 | 1 | [5 empty] | Removed from Ground | Gas (Historical Use) | 2000 | Bare Steel | 1997-02-01 | Galvanized Steel | Suction (American)
9010009 | 1RU | [5 empty] | Removed from Ground | Gas (Historical Use) | 2000 | Bare Steel | 1997-02-01 | Galvanized Steel | Suction (American)
9010009 | 2 | [5 empty] | Removed from Ground | Gas (Historical Use) | 2000 | Bare Steel | 1997-02-01 | Galvanized Steel | Suction (American)
9010009 | 2P | [5 empty] | Removed from Ground | Gas (Historical Use) | 2000 | Bare Steel | 1997-02-01 | Galvanized Steel | Suction (American)
9010009 | 3 | [5 empty] | Removed from Ground | Empty | 2000 | Bare Steel | 1997-02-01 | Galvanized Steel | Suction (American)
9010010 | 1 | [5 empty] | Removed from Ground | Gas (Historical Use) | 3000 | Bare Steel | 1998-06-13 | Galvanized Steel | Suction (American)
9010010 | 2 | [5 empty] | Removed from Ground | Diesel | 3000 | Bare Steel | 1998-06-13 | Galvanized Steel | Suction (American)
9010011 | 1 | [5 empty] | Currently in Use | Diesel | 3000 | Marked Unknown |  | Copper | Pressurized
9010013 | 1 | Flapper Valve | 1997-06-25 | no | 1997-06-25 | no | Currently in Use | Gas (Historical Use) | 10000 | Steel-Impressed Current | 2006-02-02 | Fiberglass Reinforced Plastic | Pressurized
9010013 | 2 | Flapper Valve | 1997-06-23 | no | 1997-06-24 | no | Temporarily out of use | Gas (Historical Use) | 10000 | Steel-Impressed Current | 2006-02-02 | Fiberglass Reinforced Plastic | Pressurized
9010014 | 1 | Flapper Valve | 1998-11-10 | no | 1998-11-10 | no | Temporarily out of use |  | 2000 | Steel-Impressed Current | 1998-12-09 |  | Safe Suction (Euro)
9010014 | 2 | Flapper Valve | 1998-11-10 | no | 1998-11-10 | no | Temporarily out of use |  | 2000 | Steel-Impressed Current | 1998-12-09 |  | Safe Suction (Euro)
9010014 | 3 | Flapper Valve | 1998-11-10 | no | 1998-11-10 | no | Currently in Use | Gas (Historical Use) | 2000 | Steel-Impressed Current | 1998-12-09 | Steel (Impressed Current) | Safe Suction (Euro)
9010014 | 4 | Flapper Valve | 1998-11-10 | no | 1998-11-10 | no | Currently in Use | Diesel | 2000 | Steel-Impressed Current | 1998-12-09 | Steel (Impressed Current) | Safe Suction (Euro)
9010015 | 1 |  | 1989-07-01 |  | 1989-07-01 |  | Currently in Use | Gas (Historical Use) | 4000 | Cathodically Protected Steel | 1989-07-01 | Cathodically Protected | Suction (American)
9010015 | 2 |  | 1989-07-01 |  | 1989-07-01 |  | Currently in Use | Gas (Historical Use) | 4000 | Cathodically Protected Steel | 1989-07-01 | Cathodically Protected | Suction (American)
9010016 | 1 | [5 empty] | Removed from Ground | Gas (Historical Use) | 5000 | Bare Steel | 1978-01-01 | Galvanized Steel | Safe Suction (Euro)
9010016 | 2 | [5 empty] | Removed from Ground | Diesel | 1000 | Bare Steel | 1978-01-01 | Galvanized Steel | Safe Suction (Euro)
9010017 | 1 | Flapper Valve | 1986-08-01 |  | 1986-08-01 |  | Temporarily out of use | Gas (Historical Use) | 6000 | Steel-Impressed Current | 1986-08-01 | Steel (Impressed Current) | Pressurized
9010017 | 2 | Flapper Valve | 1986-08-01 |  | 1986-08-01 |  | Temporarily out of use | Gas (Historical Use) | 6000 | Steel-Impressed Current | 1986-08-01 | Steel (Impressed Current) | Pressurized
9010017 | 3 | Flapper Valve | 1986-08-01 |  | 1986-08-01 |  | Temporarily out of use | Diesel | 6000 | Steel-Impressed Current | 1986-08-01 | Steel (Impressed Current) | Pressurized
9010018 | 1 |  | 1992-03-08 |  | 1992-03-08 |  | Removed from Ground | Gas (Historical Use) | 3000 | Cathodically Protected Steel | 1992-03-08 | Fiberglass Reinforced Plastic | Pressurized
9010018 | 2 |  | 1996-05-02 |  | 1996-05-02 |  | Removed from Ground | Other | 4000 | Cathodically Protected Steel | 1996-05-02 | Fiberglass Reinforced Plastic | Pressurized
9010021 | 1 | [5 empty] | Removed from Ground | Empty | 1500 | Marked Unknown | 1996-02-01 | Unknown
9010022 | 1 | [5 empty] | Removed from Ground | Gas (Historical Use) | 4000 | Not Marked/Unknown | 1996-12-07 | Not Marked
9010022 | 2 | [5 empty] | Removed from Ground | Gas (Historical Use) | 4000 | Not Marked/Unknown | 1996-12-07 | Not Marked
9010022 | 3 | [5 empty] | Removed from Ground | Gas (Historical Use) | 4000 | Not Marked/Unknown | 1996-12-07 | Not Marked
9010023 | 1 | [5 empty] | Removed from Ground | Diesel | 560 | Marked Unknown | 1997-10-16 | Bare Steel | Safe Suction (Euro)
9010024 | 1 |  | 1997-06-20 |  | 1997-06-20 |  | Removed from Ground | Diesel | 0 | Fiberglass | 1997-06-10 | Fiberglass Reinforced Plastic | Suction (American)
9010025 | 1 |  | 1998-12-18 |  | 1998-12-18 |  | Currently in Use | Gas (Historical Use) | 12000 | Epoxy | 1998-12-18 | Fiberglass Reinforced Plastic | Pressurized
9010025 | 2 |  | 1998-12-18 |  | 1998-12-18 |  | Currently in Use | Diesel | 8000 | Epoxy | 1998-12-18 | Fiberglass Reinforced Plastic | Pressurized
9010026 | 1 |  | 1996-08-22 |  | 1996-08-22 |  | Currently in Use | Gas (Historical Use) | 8000 | Galvanic (STIP-3) | 1996-10-15 | Fiberglass Reinforced Plastic | Pressurized
9010026 | 2A |  | 1996-08-22 |  | 1996-08-22 |  | Currently in Use | Gas (Historical Use) | 4000 | Galvanic (STIP-3) | 1996-10-15 | Fiberglass Reinforced Plastic | Pressurized
9010026 | 2B |  | 1996-08-22 |  | 1996-08-22 |  | Currently in Use | Gas (Historical Use) | 4000 | Galvanic (STIP-3) | 1996-10-15 | Fiberglass Reinforced Plastic | Pressurized
9010026 | 3 |  | 1996-08-22 |  | 1996-08-22 |  | Currently in Use | Diesel | 4000 | Galvanic (STIP-3) | 1996-10-15 | Fiberglass Reinforced Plastic | Pressurized
9010027 | 1A | Ball Float | 2000-02-25 | no | 2000-02-25 | no | Currently in Use |  | 8000 | Composite | 2015-01-22 | Fiberglass Reinforced Plastic | Pressurized
9010027 | 1B | Ball Float | 2000-02-25 | no | 2000-02-25 | no | Currently in Use | Diesel | 4000 | Composite | 2015-01-22 | Fiberglass Reinforced Plastic | Pressurized
9011001 | 1 | [5 empty] | Removed from Ground | Gas (Historical Use) | 6000 | Marked Unknown | 1991-04-09 | Unknown
9011001 | 2 | [5 empty] | Removed from Ground | Gas (Historical Use) | 6000 | Marked Unknown | 1991-04-09 | Unknown
9011001 | 3 | [5 empty] | Removed from Ground | Gas (Historical Use) | 6000 | Marked Unknown | 1991-04-09 | Unknown
9011001 | 4 | [5 empty] | Removed from Ground | Gas (Historical Use) | 6000 | Marked Unknown | 1991-04-09 | Unknown
9011001 | 5 | [5 empty] | Removed from Ground | Diesel | 4000 | Marked Unknown | 1991-04-09 | Unknown
9011001 | 6 | [5 empty] | Removed from Ground | Diesel | 4000 | Marked Unknown | 1991-04-09 | Unknown
9011001 | 7 | [5 empty] | Removed from Ground | Diesel | 2000 | Marked Unknown | 1991-04-09 | Unknown
9011001 | 8 | [5 empty] | Removed from Ground | Diesel | 2000 | Marked Unknown | 1991-04-09 | Unknown
9011002 | 1 | [5 empty] | Removed from Ground | Gas (Historical Use) | 8000 | Marked Unknown | 1991-08-08 | Unknown
9011002 | 2 | [5 empty] | Removed from Ground | Diesel | 1000 | Marked Unknown | 1991-08-08 | Unknown
9011002 | 3 |  |  | yes |  | yes | Removed from Ground | Used Oil | 1000 | Marked Unknown | 1991-08-08 | Unknown
9011002 | 4 | [5 empty] | Removed from Ground | Other | 250 | Marked Unknown | 1991-08-08 | Unknown
9011003 | 1 | [5 empty] | Removed from Ground | Diesel | 12000 | Marked Unknown | 1980-01-01 | Unknown
9011003 | 2 | [5 empty] | Removed from Ground | Diesel | 12000 | Marked Unknown | 1980-01-01 | Unknown
9011003 | 3 |  |  | yes |  | yes | Removed from Ground | Used Oil | 1000 | Marked Unknown | 1980-04-10 | Unknown
9011003 | 4 |  |  | yes |  | yes | Removed from Ground | Used Oil | 1000 | Marked Unknown | 1980-04-10 | Unknown
9011004 | 1 | [5 empty] | Removed from Ground | Gas (Historical Use) | 0 | Marked Unknown | 1992-01-20 | Unknown
9011005 | 1 | [5 empty] | Removed from Ground | Diesel | 0 | Marked Unknown | 1988-01-01 | Unknown
9011006 | 5620-001 | [5 empty] | Removed from Ground | Gas (Historical Use) | 550 | Bare Steel | 1982-01-01 | Galvanized Steel
9011009 | 1 | [5 empty] | Removed from Ground | Gas (Historical Use) | 4000 | Bare Steel | 1967-01-01 | Galvanized Steel
9011009 | 2 | [5 empty] | Removed from Ground | Gas (Historical Use) | 4000 | Bare Steel | 1967-01-01 | Galvanized Steel
9011009 | 3 | [5 empty] | Removed from Ground | Gas (Historical Use) | 4000 | Bare Steel | 1967-01-01 | Galvanized Steel
9011009 | 4 | [5 empty] | Removed from Ground | Gas (Historical Use) | 4000 | Bare Steel | 1967-01-01 | Galvanized Steel
9011011 | 1 | [5 empty] | Removed from Ground | Other | 10000 | Bare Steel | 1990-01-01 | Bare Steel
9011014 | 1 | [5 empty] | Removed from Ground | Diesel | 500 | Bare Steel | 1990-01-01 | Bare Steel
9011014 | 2 | [5 empty] | Removed from Ground | Gas (Historical Use) | 10000 | Bare Steel | 1990-01-01 | Bare Steel
9011015 | 1 | [5 empty] | Closed in Ground | Other | 550 | Bare Steel | 1971-01-01 | Not Marked
9011015 | 2 |  |  | yes |  | yes | Closed in Ground | Used Oil | 550 | Bare Steel | 1971-01-01 | Not Marked
9011016 | 1 | [5 empty] | Permanently Out of Use - historical purposes | Gas (Historical Use) | 8000 | Bare Steel |  | Galvanized Steel
9011017 | 1 | [5 empty] | Removed from Ground | Gas (Historical Use) | 6000 | Bare Steel | 1990-02-15 | Unknown
9011017 | 2 | [5 empty] | Removed from Ground | Gas (Historical Use) | 8000 | Bare Steel | 1990-02-15 | Unknown
9011019 | 1 |  | 1988-08-01 |  | 1988-08-01 |  | Currently in Use | Gas (Historical Use) | 8000 | Galvanic (STIP-3) | 1988-08-01 | Fiberglass Reinforced Plastic | Pressurized
9011019 | 2 |  | 1988-08-01 |  | 1988-08-01 |  | Currently in Use | Gas (Historical Use) | 6000 | Galvanic (STIP-3) | 1988-08-01 | Fiberglass Reinforced Plastic | Pressurized
9011019 | 3 |  | 1988-08-01 |  | 1988-08-01 |  | Currently in Use | Gas (Historical Use) | 6000 | Galvanic (STIP-3) | 1988-08-01 | Fiberglass Reinforced Plastic | Pressurized
9011020 | 1 | [5 empty] | Currently in Use | Diesel | 1000 | Bare Steel |  | Galvanized Steel
9011021 | 1 | Flapper Valve | 1998-03-11 | no | 1998-03-11 | no | Currently in Use | Diesel | 8000 | Composite | 1984-01-01 |  | Suction (American)
9011022 | 1 |  | 1989-08-23 | no | 1989-08-23 | no | Currently in Use | E-10 | 10000 | Fiberglass | 1989-01-01 | Fiberglass Reinforced Plastic | Pressurized
9011022 | 2 | Ball Float | 1989-08-23 | no | 1989-08-23 | no | Currently in Use | E-10 | 10000 | Fiberglass | 1989-01-01 | Fiberglass Reinforced Plastic | Pressurized
9011022 | 3 | Ball Float | 1989-08-23 | no | 1989-08-23 | no | Currently in Use | E-10 | 10000 | Fiberglass | 1989-01-01 | Fiberglass Reinforced Plastic | Pressurized
9011024 | 1 | [5 empty] | Removed from Ground | Diesel | 2000 | Bare Steel | 1984-01-01 | Galvanized Steel
9011024 | 2 | [5 empty] | Removed from Ground | Gas (Historical Use) | 6000 | Bare Steel | 1984-01-01 | Galvanized Steel
9011024 | 3 | [5 empty] | Removed from Ground | Diesel | 6000 | Bare Steel | 1984-01-01 | Galvanized Steel
9011024 | 4 | [5 empty] | Removed from Ground | Gas (Historical Use) | 6000 | Bare Steel | 1984-01-01 | Galvanized Steel
9011025 | 1 | Flapper Valve | 1989-01-01 | no | 1989-01-01 | no | Currently in Use | Diesel | 10000 | Galvanic (STIP-3) | 1989-01-01 | Fiberglass Reinforced Plastic | Safe Suction (Euro)
9011027 | 1 | [5 empty] | Closed in Ground | Gas (Historical Use) | 1000 | Bare Steel | 1980-01-01 | Galvanized Steel | Pressurized
9011029 | 1 |  | 1998-08-14 |  | 1998-08-14 |  | Removed from Ground | Gas (Historical Use) | 6000 | Steel-Impressed Current | 1971-01-01 | Cathodically Protected | Pressurized
9011029 | 2 |  | 1998-08-14 |  | 1998-08-14 |  | Removed from Ground | Gas (Historical Use) | 6000 | Steel-Impressed Current | 1971-01-01 | Cathodically Protected | Pressurized
9011029 | 3 |  | 1998-08-14 |  | 1998-08-14 |  | Removed from Ground | Diesel | 3000 | Steel-Impressed Current | 1971-01-01 | Cathodically Protected | Pressurized
9011029 | 4 |  |  | yes |  | yes | Closed in Ground | Used Oil | 550 | Not Marked/Unknown | 1988-12-01 | Not Marked
9011029 | 5 | [5 empty] | Closed in Ground | Other | 550 | Not Marked/Unknown | 1988-12-01 | Not Marked
9011030 | 80 |  | 1995-05-16 |  | 1995-05-16 |  | Currently in Use | Gas (Historical Use) | 5000 | Cathodically Protected Steel | 1989-01-01 | Fiberglass Reinforced Plastic | Pressurized
9011030 | 81 |  | 1995-05-16 |  | 1995-05-16 |  | Currently in Use | Gas (Historical Use) | 5000 | Cathodically Protected Steel | 1989-01-01 | Fiberglass Reinforced Plastic
9011030 | 82 |  | 1995-05-16 |  | 1995-05-16 |  | Currently in Use | Gas (Historical Use) | 5000 | Cathodically Protected Steel | 1989-01-01 | Fiberglass Reinforced Plastic
9011030 | 83 |  | 1995-05-16 |  | 1995-05-16 |  | Currently in Use | Diesel | 5000 | Cathodically Protected Steel | 1989-01-01 | Fiberglass Reinforced Plastic
9011031 | 1 |  | 1998-08-26 |  | 1998-08-26 |  | Currently in Use | Gas (Historical Use) | 8000 | Composite | 1987-01-01 | Fiberglass Reinforced Plastic | Pressurized
9011031 | 2 |  | 1998-08-26 |  | 1998-08-26 |  | Currently in Use | Gas (Historical Use) | 8000 | Composite | 1987-01-01 | Fiberglass Reinforced Plastic | Pressurized
9011031 | 3 |  | 1998-08-26 |  | 1998-08-26 |  | Currently in Use | Diesel | 8000 | Composite | 1987-01-01 | Fiberglass Reinforced Plastic | Pressurized
9011032 | 1 | [5 empty] | Removed from Ground | Diesel | 750 | Bare Steel | 1982-01-01 | Copper
9011033 | 1 | [5 empty] | Removed from Ground | Diesel | 10000 | Marked Unknown | 1967-01-01 | Unknown
9011033 | 2 | [5 empty] | Removed from Ground | Diesel | 10000 | Marked Unknown | 1974-01-01 | Unknown
9011033 | 3 | [5 empty] | Removed from Ground | Gas (Historical Use) | 8000 | Marked Unknown | 1967-01-01 | Unknown
9011033 | 4 | [5 empty] | Removed from Ground | Gas (Historical Use) | 500 | Marked Unknown | 1967-01-01 | Unknown
9011034 | 1 |  | 1990-07-01 |  | 1990-07-01 |  | Temporarily out of use | Diesel | 10000 | Galvanic (STIP-3) | 1990-07-21 | Fiberglass Reinforced Plastic | Pressurized
9011036 | 86 | Flapper Valve | 1997-02-20 | no | 1997-02-20 | no | Currently in Use | E-10 | 6016 | Steel-Impressed Current | 1976-01-01 | Steel (Impressed Current) | Pressurized
9011036 | 1 | Flapper Valve | 1997-02-20 | no | 1997-02-20 | no | Currently in Use | E-10 | 7896 | Steel-Impressed Current | 1976-01-01 | Steel (Impressed Current) | Pressurized
9011036 | 2 | Flapper Valve | 1997-02-20 | no | 1997-02-20 | no | Currently in Use | Diesel | 5013 | Steel-Impressed Current | 1976-01-01 | Steel (Impressed Current) | Pressurized
9011037 | 1 | Ball Float | 1990-01-01 |  | 1990-01-01 |  | Currently in Use | Gas (Historical Use) | 12000 | Composite Double Walled | 1989-02-01 | Double-Walled Fiberglass | Pressurized
9011037 | 2 | Ball Float | 1990-01-01 |  | 1990-01-01 |  | Currently in Use | Diesel | 12000 | Composite Double Walled | 1989-02-01 | Double-Walled Fiberglass | Pressurized
9011037 | 3 | Ball Float | 1990-01-01 |  | 1990-01-01 |  | Currently in Use | Gas (Historical Use) | 12000 | Composite Double Walled | 1989-02-01 | Double-Walled Fiberglass | Pressurized
9011038 | 1 | Ball Float | 1991-03-07 | no | 1991-03-07 | no | Currently in Use | E-10 | 4000 | Galvanic (STIP-3) | 1991-03-07 | Steel/Sacrificial Anodes | Pressurized
9011038 | 2 | Ball Float | 1991-03-07 | no | 1991-03-07 | no | Currently in Use | E-10 | 6000 | Galvanic (STIP-3) | 1991-03-07 | Steel/Sacrificial Anodes | Pressurized
9011038 | 3 | Ball Float | 1991-03-07 | no | 1991-03-07 | no | Currently in Use | E-10 | 6000 | Galvanic (STIP-3) | 1991-03-07 | Steel/Sacrificial Anodes | Pressurized
9011040 | 1 | [5 empty] | Removed from Ground | Other | 1000 | Bare Steel | 1989-09-26 | Unknown
9011040 | 2 | [5 empty] | Removed from Ground | Other | 1000 | Bare Steel | 1989-09-26 | Unknown
9011040 | 3 | [5 empty] | Removed from Ground | Other | 1000 | Bare Steel | 1989-09-26 | Unknown
9011041 | 1 | [5 empty] | Closed in Ground | Gas (Historical Use) | 4000 | Bare Steel | 1982-02-01 | Galvanized Steel
9011041 | 2 | [5 empty] | Closed in Ground | Gas (Historical Use) | 4000 | Bare Steel | 1982-02-01 | Galvanized Steel
9011041 | 3 | [5 empty] | Closed in Ground | Gas (Historical Use) | 4000 | Bare Steel | 1982-02-01 | Galvanized Steel
9011041 | 4 | [5 empty] | Closed in Ground | Gas (Historical Use) | 4000 | Bare Steel | 1982-02-01 | Galvanized Steel
9011042 | 1 | [5 empty] | Removed from Ground | Gas (Historical Use) | 10000 | Bare Steel | 1982-01-01 | Galvanized Steel
9011042 | 2 | [5 empty] | Removed from Ground | Gas (Historical Use) | 8000 | Bare Steel | 1982-01-01 | Galvanized Steel
9011042 | 3 | [5 empty] | Removed from Ground | Gas (Historical Use) | 8000 | Bare Steel | 1982-01-01 | Galvanized Steel
9011044 | 1 |  | 1989-10-01 |  | 1989-10-01 |  | Removed from Ground | Diesel | 12000 | Cathodically Protected Steel | 1989-10-01 | Bare Steel | Pressurized
9011044 | 2 |  | 1997-05-13 |  | 1997-05-13 |  | Removed from Ground | Diesel | 12000 | Fiberglass Double Walled | 1997-05-13 | Fiberglass Reinforced Plastic | Pressurized
9011045 | 1 | [5 empty] | Removed from Ground | Other | 1000 | Bare Steel | 1989-09-13 | Bare Steel
9011045 | 2 | [5 empty] | Removed from Ground | Other | 250 | Bare Steel | 1989-09-13 | Bare Steel
9011045 | 3 | [5 empty] | Removed from Ground | Other | 500 | Bare Steel | 1989-09-13 | Bare Steel
9011046 | 89 | Flapper Valve | 1990-12-27 | no | 1990-12-27 | no | Currently in Use | Kerosene | 1004 | Galvanic (STIP-3) | 1991-02-10 | Fiberglass Reinforced Plastic | Pressurized
9011046 | 90 |  | 1990-12-27 |  | 1990-12-27 |  | Temporarily out of use | Other | 20000 | Steel-Impressed Current | 1991-02-10 | Fiberglass Reinforced Plastic | Pressurized
9011046 | 91 |  | 1990-12-27 |  | 1990-12-27 |  | Temporarily out of use | Other | 3000 | Galvanic (STIP-3) | 1991-02-10 | Fiberglass Reinforced Plastic | Gravity Fed
9011046 | 97 | Flapper Valve | 1990-12-27 | no | 1990-12-27 | no | Currently in Use | E-10 | 8084 | Galvanic (STIP-3) | 1991-02-10 | Fiberglass Reinforced Plastic | Pressurized
9011046 | 98 | Flapper Valve | 1990-12-27 | no | 1990-12-27 | no | Currently in Use | E-10 | 8084 | Galvanic (STIP-3) | 1991-02-10 | Fiberglass Reinforced Plastic | Pressurized
9011046 | 99 | Flapper Valve | 1990-12-27 | no | 1990-12-27 | no | Currently in Use | E-10 | 8084 | Galvanic (STIP-3) | 1991-02-10 | Fiberglass Reinforced Plastic | Pressurized
9011046 | 100 | Flapper Valve | 1990-12-27 | no | 1990-12-27 | no | Currently in Use | Diesel | 8084 | Steel-Impressed Current | 1991-02-10 | Fiberglass Reinforced Plastic | Pressurized
9011047 | 1 |  | 1988-01-01 |  | 1988-01-01 |  | Removed from Ground | Diesel | 8000 | Fiberglass | 1975-01-01 | Fiberglass Reinforced Plastic | Suction (American)
9011047 | 2 | [5 empty] | Removed from Ground | Gas (Historical Use) | 2000 | Bare Steel | 1967-01-01 | Galvanized Steel
9011047 | 3 | [5 empty] | Removed from Ground | Diesel | 12000 | Bare Steel | 1980-02-12 | Galvanized Steel | Suction (American)
9011047 | 4 |  | 1988-01-01 |  | 1988-01-01 |  | Currently in Use | Gas (Historical Use) | 2000 | Fiberglass | 1988-01-01 | Fiberglass Reinforced Plastic | Suction (American)
9011047 | 5 | Flapper Valve | 1998-02-13 | no | 1998-02-13 | no | Currently in Use | Diesel | 8000 | Fiberglass | 1973-10-12 | Fiberglass Reinforced Plastic | Safe Suction (Euro)
9011048 | 1 | Flapper Valve | 1992-03-01 | no | 1992-03-01 | no | Currently in Use | E-10 | 8000 | Composite | 1992-03-01 | Fiberglass Reinforced Plastic | Pressurized
9011048 | 2 | Flapper Valve | 1992-03-01 | no | 1992-03-01 | no | Currently in Use | E-10 | 8000 | Composite | 1992-03-01 | Fiberglass Reinforced Plastic | Pressurized
9011048 | 3 | Flapper Valve | 1992-03-01 | no | 1992-03-01 | no | Currently in Use | Diesel | 6000 | Composite | 1992-03-01 | Fiberglass Reinforced Plastic | Pressurized
9011049 | 1 | Ball Float | 1989-08-23 | no | 1989-08-23 | no | Currently in Use | E-10 | 10000 | Fiberglass | 1989-01-01 | Double-Walled Fiberglass | Pressurized
9011049 | 2 | Ball Float | 1989-08-23 | no | 1989-08-23 | no | Currently in Use | E-10 | 10000 | Fiberglass | 1989-01-01 | Double-Walled Fiberglass | Pressurized
9011049 | 3 | Ball Float | 1989-08-23 | no | 1989-08-23 | no | Currently in Use | E-10 | 10000 | Fiberglass | 1989-01-01 | Double-Walled Fiberglass | Pressurized
9011050 | 1 |  | 1992-03-01 |  | 1992-03-01 |  | Currently in Use | Gas (Historical Use) | 8000 | Composite | 1992-03-01 | Fiberglass Reinforced Plastic | Pressurized
9011050 | 2 |  | 1992-03-01 |  | 1992-03-01 |  | Currently in Use | Gas (Historical Use) | 8000 | Composite | 1992-03-01 | Fiberglass Reinforced Plastic | Pressurized
9011050 | 3 |  | 1992-03-01 |  | 1992-03-01 |  | Currently in Use | Gas (Historical Use) | 6000 | Composite | 1992-03-01 | Fiberglass Reinforced Plastic | Pressurized
9011051 | 1 |  | 1998-11-24 |  | 1998-11-24 |  | Currently in Use | Gas (Historical Use) | 8000 | Cathodically Protected Steel | 1987-11-20 | Fiberglass Reinforced Plastic | Pressurized
9011051 | 2 |  | 1998-11-24 |  | 1998-11-24 |  | Currently in Use | Gas (Historical Use) | 8000 | Cathodically Protected Steel | 1987-11-20 | Fiberglass Reinforced Plastic | Pressurized
9011051 | 3 |  | 1998-11-24 |  | 1998-11-24 |  | Currently in Use | Diesel | 6000 | Cathodically Protected Steel | 1987-11-20 | Fiberglass Reinforced Plastic | Pressurized
9011053 | 1 | Flapper Valve | 1998-08-13 | no | 1998-08-13 | no | Currently in Use | Diesel | 10000 | Epoxy | 1983-12-27 | Copper | Pressurized
9011055 | 1 | [5 empty] | Removed from Ground | Other | 500 | Marked Unknown | 1992-09-22 | Unknown
9011056 | DUMMY | [5 empty] | Currently in Use | Other | 0 | Marked Unknown |  | Unknown
9011057 | 1 | [5 empty] | Removed from Ground | Gas (Historical Use) | 1000 | Bare Steel | 1971-01-01 | Galvanized Steel
9011058 | 1 | [5 empty] | Removed from Ground | Other | 2000 | Bare Steel | 1986-01-01 | Copper | Suction (American)
9011058 | 2 | [5 empty] | Removed from Ground | Gas (Historical Use) | 12000 | Bare Steel | 1991-07-26 |  | Pressurized
9011058 | 3 | Overfill Alarm | 1996-07-08 | no | 1996-07-08 | no | Currently in Use | Diesel | 2500 | Composite Double Walled | 1996-07-08 | Copper | Suction (American)
9011059 | 1 | [5 empty] | Removed from Ground | Diesel | 15000 | Marked Unknown | 1993-01-08 | Unknown
9011059 | 2 |  | 1993-01-08 | no | 1993-01-08 | no | Currently in Use | Diesel | 3000 | Composite | 1993-01-08 | Copper | Suction (American)
9011060 | 1 | [5 empty] | Removed from Ground | Diesel | 20000 | Bare Steel | 1989-12-07 | Bare Steel | Safe Suction (Euro)
9011060 | 1A |  | 1989-12-01 |  | 1989-12-01 |  | Removed from Ground | Diesel | 10000 | Cathodically Protected Steel | 1989-12-01 | Bare Steel | Safe Suction (Euro)
9011060 | 2 | [5 empty] | Removed from Ground | Other | 1500 | Bare Steel | 1992-10-01 | Bare Steel | Safe Suction (Euro)
9011061 | 1 | [5 empty] | Removed from Ground | Gas (Historical Use) | 6000 | Marked Unknown | 1993-06-10 | Unknown
9011064 | 1 |  | 1995-08-24 |  | 1995-08-24 |  | Currently in Use | Gas (Historical Use) | 8000 | Steel-Impressed Current | 1966-01-01 | Cathodically Protected | Pressurized
9011064 | 2 |  | 1995-08-24 |  | 1995-08-24 |  | Currently in Use | Gas (Historical Use) | 8000 | Steel-Impressed Current | 1966-01-01 | Cathodically Protected | Pressurized
9011064 | 3 |  | 1995-08-24 |  | 1995-08-24 |  | Currently in Use | Gas (Historical Use) | 6000 | Steel-Impressed Current | 1966-01-01 | Cathodically Protected | Pressurized
9011065 | 1 | [5 empty] | Closed in Ground | Diesel | 0 | Double Walled | 1997-02-26 | Fiberglass Reinforced Plastic
9011067 | 1 | [5 empty] | Removed from Ground | Gas (Historical Use) | 2000 | Bare Steel | 1993-05-01 | Not Marked
9011067 | 2 | [5 empty] | Removed from Ground | Gas (Historical Use) | 1000 | Bare Steel | 1993-05-01 | Not Marked
9011067 | 3 | [5 empty] | Removed from Ground | Gas (Historical Use) | 550 | Bare Steel | 1993-05-01 | Not Marked
9011067 | 4 | [5 empty] | Removed from Ground | Gas (Historical Use) | 550 | Bare Steel | 1993-05-01 | Not Marked
9011068 | 1 | [5 empty] | Removed from Ground | Other | 500 | Bare Steel | 1993-03-30 | Galvanized Steel | Suction (American)
9011069 | 1 | [5 empty] | Removed from Ground | Empty | 8000 | Not Marked/Unknown | 1993-08-01 | Not Marked
9011069 | 2 | [5 empty] | Removed from Ground | Empty | 8000 | Not Marked/Unknown | 1993-08-01 | Not Marked
9011069 | 3 | [5 empty] | Removed from Ground | Empty | 8000 | Not Marked/Unknown | 1993-08-01 | Not Marked
9011070 | 1 | [5 empty] | Removed from Ground | Gas (Historical Use) | 1000 | Not Marked/Unknown | 1993-09-02 | Not Marked
9011071 | 1 |  | 1993-08-17 |  | 1993-08-17 |  | Currently in Use | Gas (Historical Use) | 15000 | Composite | 1993-08-17 | Fiberglass Reinforced Plastic | Pressurized
9011071 | 2 |  | 1993-08-17 |  | 1993-08-17 |  | Currently in Use | Gas (Historical Use) | 10000 | Composite | 1993-08-17 | Fiberglass Reinforced Plastic | Pressurized
9011071 | 3 |  | 1993-08-17 |  | 1993-08-17 |  | Currently in Use | Gas (Historical Use) | 8000 | Composite | 1993-08-17 | Fiberglass Reinforced Plastic | Pressurized
9011072 | 1 | [5 empty] | Currently in Use | Other | 0 | Not Marked/Unknown |  | Not Marked
9011073 | 1 | [5 empty] | Removed from Ground | Gas (Historical Use) | 1000 | Bare Steel | 1993-11-01 | Not Marked
9011073 | 2 | [5 empty] | Removed from Ground | Gas (Historical Use) | 1000 | Bare Steel | 1993-11-01 | Not Marked
9011075 | 1 | [5 empty] | Removed from Ground | Diesel | 550 | Fiberglass | 1988-12-16 | Fiberglass Reinforced Plastic | Safe Suction (Euro)
9011076 | 1R1 | [5 empty] | Closed in Ground | Diesel | 2000 | Fiberglass | 1989-01-03 | Cathodically Protected | Suction (American)
9011077 | 1 | [5 empty] | Permanently Out of Use - historical purposes | Gas (Historical Use) | 3000 | Marked Unknown | 1980-07-10 | Galvanized Steel | Suction (American)
9011078 | 1 | [5 empty] | Currently in Use | Gas (Historical Use) | 0 | Not Marked/Unknown |  | Not Marked
9011079 | 1 | [5 empty] | Removed from Ground | Gas (Historical Use) | 4000 | Not Marked/Unknown | 1994-02-28 | Not Marked
9011079 | 2 | [5 empty] | Removed from Ground | Gas (Historical Use) | 4000 | Not Marked/Unknown | 1994-02-28 | Not Marked
9011079 | 3 | [5 empty] | Removed from Ground | Gas (Historical Use) | 4000 | Not Marked/Unknown | 1994-02-28 | Not Marked
9011079 | 4 | [5 empty] | Removed from Ground | Gas (Historical Use) | 4000 | Not Marked/Unknown | 1994-02-28 | Not Marked
9011079 | 5 | [5 empty] | Removed from Ground | Kerosene | 550 | Not Marked/Unknown | 1994-02-28 | Not Marked
9011079 | 6 | [5 empty] | Removed from Ground | Other | 550 | Not Marked/Unknown | 1994-02-28 | Not Marked
9011079 | 7 | [5 empty] | Removed from Ground | Other | 550 | Not Marked/Unknown | 1994-02-28 | Not Marked
9011080 | 1 | [5 empty] | Removed from Ground | Gas (Historical Use) | 12000 | Bare Steel | 1992-03-30 | Galvanized Steel | Suction (American)
9011080 | 2 | [5 empty] | Removed from Ground | Gas (Historical Use) | 12000 | Bare Steel | 1992-03-30 | Galvanized Steel | Suction (American)
9011080 | 3 | [5 empty] | Removed from Ground | Diesel | 500 | Bare Steel | 1992-03-30 | Galvanized Steel
9011082 | 1 | [5 empty] | Removed from Ground | Gas (Historical Use) | 6000 | Bare Steel | 1980-01-24 | Galvanized Steel | Pressurized
9011082 | 10 |  | 2007-07-18 | no | 2007-07-18 | no | Currently in Use | Diesel | 8000 | Composite Double Walled | 2007-07-18 | Double-Walled Flex | Pressurized
9011082 | 11 |  | 2007-07-18 | no | 2007-07-18 | no | Currently in Use | Kerosene | 4000 | Composite Double Walled | 2007-07-18 | Double-Walled Flex | Pressurized
9011082 | 2 | [5 empty] | Removed from Ground | Gas (Historical Use) | 4000 | Bare Steel | 1980-01-01 | Galvanized Steel | Pressurized
9011082 | 3 | [5 empty] | Removed from Ground | Gas (Historical Use) | 6000 | Bare Steel | 1980-01-01 | Galvanized Steel | Pressurized
9011082 | 4 |  | 1995-07-11 |  | 1995-07-11 |  | Removed from Ground | Gas (Historical Use) | 10000 | Composite | 1995-07-11 | Fiberglass Reinforced Plastic | Pressurized
9011082 | 5 |  | 1995-07-11 |  | 1995-07-11 |  | Removed from Ground | Gas (Historical Use) | 10000 | Composite | 1995-07-11 | Fiberglass Reinforced Plastic | Pressurized
9011082 | 6 |  | 1995-07-11 |  | 1995-07-11 |  | Removed from Ground | Gas (Historical Use) | 6000 | Composite | 1995-07-11 | Fiberglass Reinforced Plastic | Pressurized
9011082 | 7 |  | 2007-07-18 | no | 2007-07-18 | no | Currently in Use | Gas (Historical Use) | 15000 | Composite Double Walled | 2007-07-18 | Double-Walled Flex | Pressurized
9011082 | 8 |  | 2007-07-18 | no | 2007-07-18 | no | Currently in Use | Gas (Historical Use) | 15000 | Composite Double Walled | 2007-07-18 | Double-Walled Flex | Pressurized
9011082 | 9 |  | 2007-07-18 | no | 2007-07-18 | no | Currently in Use | Gas (Historical Use) | 8000 | Composite Double Walled | 2007-07-18 | Double-Walled Flex | Pressurized
9011083 | 1 | [5 empty] | Removed from Ground | Gas (Historical Use) | 3000 | Not Marked/Unknown |  | Not Marked
9011083 | 2 | [5 empty] | Removed from Ground | Gas (Historical Use) | 3000 | Not Marked/Unknown |  | Not Marked
9011083 | 3 | [5 empty] | Removed from Ground | Gas (Historical Use) | 3000 | Not Marked/Unknown |  | Not Marked
9011083 | 4 | [5 empty] | Removed from Ground | Gas (Historical Use) | 3000 | Not Marked/Unknown |  | Not Marked
9011089 | 1 |  |  | yes |  | yes | Removed from Ground | Used Oil | 500 | Not Marked/Unknown | 1992-11-02 | Not Marked
9011092 | 1 | [5 empty] | Permanently Out of Use - historical purposes | Gas (Historical Use) | 1000 | Bare Steel |  | Unknown | Suction (American)
9011092 | 2 | [5 empty] | Permanently Out of Use - historical purposes | Gas (Historical Use) | 1000 | Bare Steel |  | Unknown | Suction (American)
9011093 | 1 |  | 1997-04-01 |  | 1997-04-01 |  | Removed from Ground | Gas (Historical Use) | 6000 | Cathodically Protected Steel | 1964-01-01 | Cathodically Protected | Pressurized
9011093 | 2 |  | 1997-04-01 |  | 1997-04-01 |  | Removed from Ground | Gas (Historical Use) | 6000 | Cathodically Protected Steel | 1964-01-01 | Cathodically Protected | Pressurized
9011093 | 3 |  | 1997-04-01 |  | 1997-04-01 |  | Removed from Ground | Gas (Historical Use) | 6000 | Cathodically Protected Steel | 1964-01-01 | Cathodically Protected | Pressurized
9011093 | 4 |  | 1997-04-01 |  | 1997-04-01 |  | Removed from Ground | Diesel | 500 | Cathodically Protected Steel | 1964-01-01 | Cathodically Protected | Suction (American)
9011093 | 5 |  |  | yes | 1997-04-01 | yes | Removed from Ground | Used Oil | 500 | Cathodically Protected Steel | 1964-01-01 | Cathodically Protected | Suction (American)
9011094 | 1 | Flapper Valve | 1996-09-25 | no | 1996-09-25 | no | Currently in Use | E-10 | 2000 | Steel-Impressed Current | 2000-07-21 | Steel (Impressed Current) | Pressurized
9011094 | 2 | Flapper Valve | 1996-09-25 | no | 1996-09-25 | no | Currently in Use | Regular | 4000 | Steel-Impressed Current | 2000-07-21 |  | Pressurized
9011095 | 1 | [5 empty] | Removed from Ground | Gas (Historical Use) | 2500 | Bare Steel | 1968-01-01 | Bare Steel | Pressurized
9011095 | 2 | [5 empty] | Removed from Ground | Gas (Historical Use) | 550 | Bare Steel | 1968-01-01 | Bare Steel | Pressurized
9011097 | 348G1 | [5 empty] | Removed from Ground | Gas (Historical Use) | 1060 | Bare Steel | 1999-11-03 | Galvanized Steel
9011098 | 1A | Flapper Valve | 1995-01-19 | no | 1995-01-19 | no | Temporarily out of use | Diesel | 4000 | Epoxy | 1995-01-19 | Fiberglass Reinforced Plastic | Suction (American)
9011098 | 1B | Flapper Valve | 1995-01-19 | no | 1995-01-19 | no | Temporarily out of use | Gas (Historical Use) | 2000 | Epoxy | 1995-01-19 | Fiberglass Reinforced Plastic | Suction (American)
9011099 | 1 |  |  | yes |  | yes | Removed from Ground | Other | 250 | Bare Steel | 1971-01-01 | Bare Steel | Gravity Fed
9011099 | 2 | [5 empty] | Removed from Ground | Gas (Historical Use) | 2000 | Bare Steel | 1971-01-01 | Bare Steel | Safe Suction (Euro)
9011099 | 3 | [5 empty] | Removed from Ground | Diesel | 2000 | Bare Steel | 1965-01-01 | Bare Steel | Safe Suction (Euro)
9011099 | 4 |  |  | yes |  | yes | Removed from Ground | Other | 250 | Bare Steel | 1971-01-01 | Bare Steel | Gravity Fed
9011100 | 1 |  | 1999-03-01 |  | 1999-03-01 |  | Currently in Use | Gas (Historical Use) | 5000 | Steel-Impressed Current | 1999-03-01 | Cathodically Protected | Pressurized
9011100 | 2 |  | 1999-03-01 |  | 1999-03-01 |  | Currently in Use | Gas (Historical Use) | 5000 | Steel-Impressed Current | 1999-03-01 | Cathodically Protected | Pressurized
9011100 | 3 |  | 1999-03-01 |  | 1999-03-01 |  | Currently in Use | Gas (Historical Use) | 6000 | Steel-Impressed Current | 1999-03-01 | Not Marked | Pressurized
9011100 | 4 |  | 1999-03-01 |  | 1999-03-01 |  | Currently in Use | Gas (Historical Use) | 6000 | Steel-Impressed Current | 1999-03-01 | Cathodically Protected | Pressurized
9011100 | 5 |  | 1999-03-01 |  | 1999-03-01 |  | Temporarily out of use | Kerosene | 2000 | Steel-Impressed Current | 1999-03-01 | Cathodically Protected | Pressurized
9011101 | 1 | [5 empty] | Permanently Out of Use - historical purposes | Empty | 0 | Marked Unknown |  | Unknown
9011102 | 0 | [5 empty] | Permanently Out of Use - historical purposes | Gas (Historical Use) | 0 | Marked Unknown |  | Unknown
9011103 | DUMMY | [5 empty] | Currently in Use | Gas (Historical Use) | 0 | Not Marked/Unknown |  | Not Marked
9011104 | 1 |  | 1998-01-01 |  | 1998-01-01 |  | Currently in Use | Diesel | 4000 | Fiberglass | 1988-11-01 | Fiberglass Reinforced Plastic | Pressurized
9011104 | 2 |  | 1988-11-01 |  | 1988-11-01 |  | Currently in Use | Gas (Historical Use) | 10000 | Fiberglass | 1988-11-01 | Fiberglass Reinforced Plastic | Pressurized
9011104 | 3 |  | 1998-01-01 |  | 1998-01-01 |  | Currently in Use | Gas (Historical Use) | 10000 | Fiberglass | 1988-11-01 | Fiberglass Reinforced Plastic | Pressurized
9011104 | 4 |  | 1998-01-01 |  | 1998-01-01 |  | Currently in Use | Gas (Historical Use) | 10000 | Fiberglass | 1988-11-01 | Fiberglass Reinforced Plastic | Pressurized
9011105 | 1 | [5 empty] | Closed in Ground | Gas (Historical Use) | 8000 | Bare Steel | 1995-05-12 | Unknown | Pressurized
9011105 | 2 | [5 empty] | Closed in Ground | Gas (Historical Use) | 8000 | Bare Steel | 1995-05-01 | Galvanized Steel | Pressurized
9011106 | 1 | [5 empty] | Removed from Ground | Gas (Historical Use) | 3000 | Bare Steel | 1995-05-23 | Galvanized Steel
9011107 | 1 | [5 empty] | Removed from Ground | Gas (Historical Use) | 2000 | Marked Unknown |  | Unknown
9011107 | 2 | [5 empty] | Removed from Ground | Gas (Historical Use) | 2000 | Marked Unknown |  | Unknown
9011107 | 3 | [5 empty] | Removed from Ground | Gas (Historical Use) | 2000 | Marked Unknown |  | Unknown
9011108 | 1 | Flapper Valve | 1996-04-10 | no | 1996-04-10 | no | Currently in Use | E-10 | 5013 | Epoxy | 1992-08-20 | Fiberglass Reinforced Plastic | Pressurized
9011108 | 117 | [5 empty] | Removed from Ground | Gas (Historical Use) | 2000 | Bare Steel | 1992-07-12 | Galvanized Steel | Safe Suction (Euro)
9011108 | 118 | [5 empty] | Removed from Ground | Gas (Historical Use) | 2000 | Bare Steel | 1992-07-16 | Galvanized Steel | Safe Suction (Euro)
9011108 | 2 | Flapper Valve | 1996-04-10 | no | 1996-04-10 | no | Currently in Use | E-10 | 10152 | Epoxy | 1992-08-20 | Fiberglass Reinforced Plastic | Pressurized
9011109 | 1 |  | 1998-07-09 |  | 1998-07-09 |  | Currently in Use | Gas (Historical Use) | 12000 | Cathodically Protected Steel | 1978-10-15 | Cathodically Protected | Safe Suction (Euro)
9011109 | 2 |  | 1998-07-09 |  | 1998-07-09 |  | Currently in Use | Diesel | 12000 | Cathodically Protected Steel | 1978-10-15 | Cathodically Protected | Safe Suction (Euro)
9011109 | 3 |  | 1998-07-09 |  | 1998-07-09 |  | Currently in Use | Diesel | 12000 | Cathodically Protected Steel | 1978-10-15 | Cathodically Protected | Safe Suction (Euro)
9011109 | 4 |  |  | yes |  | yes | Removed from Ground | Used Oil | 250 | Concrete | 2000-03-01 | Galvanized Steel | Gravity Fed
9011110 | 1 |  | 1998-10-30 |  | 1998-10-30 |  | Removed from Ground | Gas (Historical Use) | 2980 | Steel-Impressed Current | 1974-01-01 | Cathodically Protected | Safe Suction (Euro)
9011110 | 2 |  | 1998-10-30 |  | 1998-10-30 |  | Removed from Ground | Gas (Historical Use) | 2980 | Steel-Impressed Current | 1974-01-01 | Cathodically Protected | Safe Suction (Euro)
9011110 | 3 | [5 empty] | Removed from Ground | Diesel | 6000 | Bare Steel | 1974-01-01 | Galvanized Steel | Suction (American)
9011110 | 4 | [5 empty] | Removed from Ground | Diesel | 8000 | Bare Steel | 1999-12-01 | Galvanized Steel | Suction (American)
9011110 | 5 | [5 empty] | Removed from Ground | Diesel | 1000 | Bare Steel | 1999-12-01 | Galvanized Steel | Suction (American)
9011110 | 6 | [5 empty] | Removed from Ground | Gas (Historical Use) | 550 | Bare Steel | 1999-12-01 | Galvanized Steel | Suction (American)
9011110 | 7 | [5 empty] | Removed from Ground | Gas (Historical Use) | 1000 | Bare Steel | 1999-12-01 | Galvanized Steel | Suction (American)
9011110 | 8 | [5 empty] | Removed from Ground | Gas (Historical Use) | 2000 | Bare Steel | 1999-12-01 | Galvanized Steel | Suction (American)
9011110 | 9 | [5 empty] | Removed from Ground | Gas (Historical Use) | 2000 | Bare Steel | 1999-12-01 | Galvanized Steel | Suction (American)
9011111 | 1 |  | 1997-11-01 |  | 1997-11-01 |  | Currently in Use | Gas (Historical Use) | 6000 | Steel-Impressed Current | 1997-11-01 | Steel (Impressed Current) | Pressurized
9011111 | 2 |  | 1997-11-01 |  | 1997-11-01 |  | Currently in Use | Gas (Historical Use) | 6000 | Steel-Impressed Current | 1997-11-01 | Steel (Impressed Current) | Pressurized
9011111 | 3 |  | 1997-11-01 |  | 1997-11-01 |  | Currently in Use | Gas (Historical Use) | 6000 | Steel-Impressed Current | 1997-11-01 | Steel (Impressed Current) | Pressurized
9011112 | 1 |  | 1998-09-11 |  | 1998-09-11 |  | Currently in Use | Gas (Historical Use) | 8000 | Steel-Impressed Current | 1978-01-01 | Fiberglass Reinforced Plastic | Pressurized
9011112 | 2 |  | 1998-09-11 |  | 1998-09-11 |  | Currently in Use | Gas (Historical Use) | 8000 | Steel-Impressed Current | 1978-01-01 | Fiberglass Reinforced Plastic | Pressurized
9011112 | 3 |  | 1998-09-11 |  | 1998-09-11 |  | Currently in Use | Gas (Historical Use) | 8000 | Steel-Impressed Current | 1978-01-01 | Fiberglass Reinforced Plastic | Pressurized
9011113 | 68541 |  | 1988-01-01 |  | 1988-01-01 |  | Currently in Use | Gas (Historical Use) | 10000 | Cathodically Protected Steel | 1987-01-01 | Fiberglass Reinforced Plastic | Pressurized
9011113 | 68560 |  | 1988-01-01 |  | 1988-01-01 |  | Currently in Use | Gas (Historical Use) | 10000 | Cathodically Protected Steel | 1987-01-01 | Fiberglass Reinforced Plastic | Pressurized
9011113 | 68565 |  | 1988-01-01 |  | 1988-01-01 |  | Currently in Use | Gas (Historical Use) | 10000 | Cathodically Protected Steel | 1987-01-01 | Fiberglass Reinforced Plastic | Pressurized
9011114 | 1 | [5 empty] | Removed from Ground | Gas (Historical Use) | 1060 | Not Marked/Unknown | 1998-05-19 | Not Marked | Suction (American)
9011114 | 2 |  |  | yes |  | yes | Removed from Ground | Used Oil | 500 | Not Marked/Unknown | 1998-05-19 | Not Marked
9011114 | 3 | Flapper Valve | 1993-05-21 | no | 1993-05-21 | no | Temporarily out of use | E-10 | 1000 | Composite | 1993-05-21 | Fiberglass Reinforced Plastic | Suction (American)
9011115 | 1 | [5 empty] | Removed from Ground | Gas (Historical Use) | 3000 | Bare Steel | 1983-01-01 | Galvanized Steel | Suction (American)
9011116 | #1 |  | 1996-02-27 |  | 1996-02-27 |  | Currently in Use | Diesel | 5000 | Galvanic (STIP-3) | 1988-07-01 | Cathodically Protected | Suction (American)
9011117 | GARTK1 | [5 empty] | Removed from Ground | Diesel | 7500 | Marked Unknown | 1975-01-01 | Not Marked
9011117 | GARTK2 | [5 empty] | Removed from Ground | Diesel | 7500 | Marked Unknown | 1975-01-01 | Not Marked
9011118 | #1PREM |  | 1988-02-29 |  | 1988-02-29 |  | Currently in Use | Gas (Historical Use) | 8000 | Fiberglass | 1987-12-31 | Fiberglass Reinforced Plastic | Pressurized
9011118 | #2UNLD |  | 1988-02-29 |  | 1988-02-29 |  | Currently in Use | Gas (Historical Use) | 8000 | Fiberglass | 1987-12-31 | Fiberglass Reinforced Plastic | Pressurized
9011118 | #3PLUS |  | 1988-02-29 |  | 1988-02-29 |  | Currently in Use | Gas (Historical Use) | 6000 | Fiberglass | 1987-12-31 | Fiberglass Reinforced Plastic | Pressurized
9011119 | RU1 |  | 1992-08-18 |  | 1992-08-18 |  | Removed from Ground | Gas (Historical Use) | 12000 | Bare Steel | 1992-08-18 | Fiberglass Reinforced Plastic | Suction (American)
9011120 | 1 |  |  | yes |  | yes | Removed from Ground | Used Oil | 550 | Bare Steel | 1994-10-17 | Bare Steel
9011120 | 2 | [5 empty] | Removed from Ground | Diesel | 270 | Not Marked/Unknown | 1999-07-26 | Not Marked
9011121 | 1 | Flapper Valve | 1986-10-16 | no | 1986-10-16 | no | Currently in Use | E-10 | 6000 | Fiberglass | 1986-10-16 | Fiberglass Reinforced Plastic | Pressurized
9011121 | 2 | Flapper Valve | 1986-10-16 | no | 1986-10-16 | no | Currently in Use | Diesel | 8000 | Fiberglass | 1986-10-16 | Fiberglass Reinforced Plastic | Pressurized
9011121 | 3 | Flapper Valve | 1986-10-16 | no | 1986-10-16 | no | Currently in Use | E-10 | 8000 | Fiberglass | 1986-10-16 | Fiberglass Reinforced Plastic | Pressurized
9011121 | 4 | Flapper Valve | 1986-10-16 | no | 1986-10-16 | no | Currently in Use | Diesel | 10000 | Fiberglass | 1986-10-16 | Fiberglass Reinforced Plastic | Pressurized
9011122 | 1 | Flapper Valve | 1993-12-31 | no | 1993-12-31 | no | Currently in Use | Diesel | 8000 | Fiberglass | 1985-08-08 | Fiberglass Reinforced Plastic | Pressurized
9011122 | 2 | Flapper Valve | 1993-12-31 | no | 1993-12-31 | no | Currently in Use | E-10 | 6000 | Galvanic (STIP-3) | 1985-08-08 | Fiberglass Reinforced Plastic | Pressurized
9011122 | 3 | Flapper Valve | 1991-12-31 | no | 1991-12-31 | no | Currently in Use | E-10 | 8000 | Galvanic (STIP-3) | 1985-08-08 | Fiberglass Reinforced Plastic | Pressurized
9011122 | 4 | Flapper Valve | 1993-12-31 | no | 1993-12-31 | no | Currently in Use | E-10 | 8000 | Galvanic (STIP-3) | 1985-08-08 | Fiberglass Reinforced Plastic | Pressurized
9011122 | 5 | Ball Float | 2000-04-11 | no | 2000-04-11 | no | Currently in Use | Diesel | 10000 | Composite | 1999-02-01 | Fiberglass Reinforced Plastic | Pressurized
9011122 | 6 | Ball Float | 1999-02-01 | no | 1999-02-01 | no | Currently in Use | Diesel | 10000 | Composite | 1999-02-01 | Fiberglass Reinforced Plastic | Pressurized
9011122 | 7 | Flapper Valve | 2000-05-01 | no | 2000-05-01 | no | Currently in Use | Kerosene | 2000 | Composite | 2000-05-01 | Double-Walled Fiberglass | Safe Suction (Euro)
9011123 | 1 |  | 1998-04-04 |  | 1998-04-04 |  | Closed in Ground | Gas (Historical Use) | 10000 | Steel-Impressed Current | 1998-04-04 | Fiberglass Reinforced Plastic | Pressurized
9011123 | 2 |  | 1998-04-04 |  | 1998-04-04 |  | Closed in Ground | Gas (Historical Use) | 10000 | Cathodically Protected Steel | 1999-06-30 | Fiberglass Reinforced Plastic | Pressurized
9011123 | 3 |  | 1998-04-04 |  | 1998-04-04 |  | Closed in Ground | Gas (Historical Use) | 5000 | Steel-Impressed Current | 1998-04-04 | Fiberglass Reinforced Plastic | Pressurized
9011124 | 1 | [5 empty] | Removed from Ground | Diesel | 6000 | Bare Steel | 1982-01-01 | Galvanized Steel | Safe Suction (Euro)
9011124 | 2 | [5 empty] | Removed from Ground | Diesel | 6000 | Bare Steel | 1982-01-01 | Galvanized Steel | Safe Suction (Euro)
9011125 | 1 |  | 1998-04-01 |  | 1998-04-01 |  | Currently in Use | Gas (Historical Use) | 6000 | Steel-Impressed Current | 1984-01-01 | Cathodically Protected | Pressurized
9011125 | 2 |  | 1998-04-01 |  | 1998-04-01 |  | Currently in Use | Diesel | 6000 | Steel-Impressed Current | 1984-01-01 | Cathodically Protected | Pressurized
9011125 | 3 |  | 1998-04-01 |  | 1998-04-01 |  | Currently in Use | Gas (Historical Use) | 6000 | Steel-Impressed Current | 1984-01-01 | Cathodically Protected | Pressurized
9011126 | 1 | Flapper Valve | 1998-01-31 | no | 1998-01-31 | no | Currently in Use | E-10 | 10000 | Steel-Impressed Current | 1968-11-01 | Cathodically Protected | Pressurized
9011126 | 2 | Flapper Valve | 1998-01-31 | no | 1998-01-31 | no | Currently in Use | E-10 | 10000 | Steel-Impressed Current | 1968-11-01 | Cathodically Protected | Pressurized
9011126 | 3 | Flapper Valve | 1998-01-31 | no | 1998-01-31 | no | Currently in Use | E-10 | 3000 | Steel-Impressed Current | 1968-11-01 | Cathodically Protected | Pressurized
9011127 | 1 | [5 empty] | Permanently Out of Use - historical purposes | Diesel | 1000 | Not Marked/Unknown |  | Not Marked | Suction (American)
9011128 | 1 |  | 1988-06-02 |  | 1988-06-02 |  | Currently in Use | Diesel | 6000 | Galvanic (STIP-3) | 1988-06-02 | Double Walled | Pressurized
9011128 | 2 |  | 1988-06-02 |  | 1988-06-02 |  | Currently in Use | Gas (Historical Use) | 6000 | Galvanic (STIP-3) | 1988-06-02 | Double Walled | Pressurized
9011128 | 3 |  | 1988-06-02 |  | 1988-06-02 |  | Currently in Use | Gas (Historical Use) | 6000 | Galvanic (STIP-3) | 1988-06-02 | Double Walled | Pressurized
9011128 | 4 |  | 1999-03-02 |  | 1999-03-02 |  | Currently in Use | Gas (Historical Use) | 6000 | Composite | 1999-03-02 | Double Walled | Pressurized
9011129 | 1 | [5 empty] | Removed from Ground | Gas (Historical Use) | 1000 | Bare Steel |  | Galvanized Steel | Suction (American)
9011129 | 2 | [5 empty] | Removed from Ground | Diesel | 3000 | Bare Steel |  | Galvanized Steel | Suction (American)
9011129 | 3 | [5 empty] | Removed from Ground | Diesel | 3000 | Bare Steel |  | Galvanized Steel | Suction (American)
9011129 | 4 | [5 empty] | Removed from Ground | Diesel | 4000 | Bare Steel |  | Galvanized Steel | Suction (American)
9011129 | 5 | Flapper Valve | 1998-03-01 | no | 1998-03-01 | no | Currently in Use | E-10 | 2000 | Composite | 1998-03-01 | Fiberglass Reinforced Plastic | Safe Suction (Euro)
9011129 | 6 | Flapper Valve | 1998-03-01 | no | 1998-03-01 | no | Currently in Use | Diesel | 3000 | Composite | 1998-03-01 | Fiberglass Reinforced Plastic | Safe Suction (Euro)
9011129 | 7 | Flapper Valve | 1998-03-01 | no | 1998-03-01 | no | Currently in Use | Diesel | 8000 | Composite | 1998-03-01 | Fiberglass Reinforced Plastic | Safe Suction (Euro)
9011130 | 1 | Flapper Valve | 1998-01-31 | no | 1998-01-31 | no | Currently in Use | E-10 | 5000 | Steel-Impressed Current | 1997-02-03 | Steel (Impressed Current) | Pressurized
9011130 | 2 | Flapper Valve | 1998-01-31 | no | 1998-01-31 | no | Temporarily out of use | E-10 | 6000 | Steel-Impressed Current | 1997-12-03 | Steel (Impressed Current) | Pressurized
9011130 | 3 | Flapper Valve | 1998-01-31 | no | 1998-01-31 | no | Currently in Use | E-10 | 8000 | Steel-Impressed Current | 1997-12-03 | Steel (Impressed Current) | Pressurized
9011133 | D4 |  | 1998-12-01 |  | 1998-12-01 |  | Temporarily out of use | Diesel | 1000 | Steel-Impressed Current | 1975-01-01 | Cathodically Protected | Suction (American)
9011133 | PUL2 |  | 1998-12-01 |  | 1998-12-01 |  | Temporarily out of use | Gas (Historical Use) | 4000 | Steel-Impressed Current | 1975-01-01 | Cathodically Protected | Suction (American)
9011133 | PUL3 |  | 1998-12-01 |  | 1998-12-01 |  | Temporarily out of use | Gas (Historical Use) | 2000 | Steel-Impressed Current | 1975-01-01 | Cathodically Protected | Suction (American)
9011133 | RU1 |  | 1998-12-01 |  | 1998-12-01 |  | Temporarily out of use | Gas (Historical Use) | 10000 | Steel-Impressed Current | 1975-01-01 | Cathodically Protected | Suction (American)
9011134 | 1 |  | 1998-09-28 |  | 1998-09-28 |  | Removed from Ground | Gas (Historical Use) | 10000 | Steel-Impressed Current | 1980-01-01 | Cathodically Protected | Pressurized
9011134 | 2 |  | 1998-09-28 |  | 1998-09-28 |  | Removed from Ground | Gas (Historical Use) | 10000 | Steel-Impressed Current | 1980-01-01 | Cathodically Protected | Pressurized
9011134 | 3 | [5 empty] | Removed from Ground | Diesel | 550 | Bare Steel | 1976-01-01 | Galvanized Steel | Suction (American)
9011134 | 4 |  | 2000-02-08 |  | 2000-02-08 |  | Temporarily out of use | Diesel | 1000 | Double Walled | 2000-02-08 | Secondary Containment | Suction (American)
9011136 | 1 | Flapper Valve | 1997-01-21 | no | 1997-01-21 | no | Currently in Use | Diesel | 10000 | Steel-Impressed Current | 1979-09-01 | Fiberglass Reinforced Plastic | Pressurized
9011136 | 2 | Flapper Valve | 1997-01-21 | no | 1997-01-21 | no | Currently in Use | E-10 | 10000 | Steel-Impressed Current | 1979-09-01 | Fiberglass Reinforced Plastic | Pressurized
9011136 | 3 | Flapper Valve | 1997-01-21 | no | 1997-01-21 | no | Currently in Use | Diesel | 10000 | Steel-Impressed Current | 1979-09-01 | Fiberglass Reinforced Plastic | Pressurized
9011137 | 1 | Flapper Valve | 1995-04-01 | no | 1995-04-01 | no | Currently in Use | E-10 | 10000 | Galvanic (STIP-3) | 1995-04-01 | Fiberglass Reinforced Plastic | Pressurized
9011137 | 2 | Flapper Valve | 1995-04-01 | no | 1995-04-01 | no | Currently in Use | E-10 | 10000 | Galvanic (STIP-3) | 1995-04-01 | Fiberglass Reinforced Plastic | Pressurized
9011137 | 3 | Flapper Valve | 1995-04-01 | no | 1995-04-01 | no | Currently in Use | E-10 | 10000 | Galvanic (STIP-3) | 1995-04-01 | Fiberglass Reinforced Plastic | Pressurized
9011137 | 4 | Flapper Valve | 1995-04-01 | no | 1995-04-01 | no | Currently in Use | Diesel | 10000 | Galvanic (STIP-3) | 1995-04-01 | Fiberglass Reinforced Plastic | Pressurized
9011138 | 1 | [5 empty] | Removed from Ground | Gas (Historical Use) | 4000 | Bare Steel | 1974-01-01 | Galvanized Steel | Suction (American)
9011138 | 2 | [5 empty] | Removed from Ground | Diesel | 6000 | Bare Steel | 1974-01-01 | Galvanized Steel | Suction (American)
9011139 | 1 | [5 empty] | Removed from Ground | Diesel | 4000 | Bare Steel | 1989-01-01 | Bare Steel | Suction (American)
9011140 | 1 | [5 empty] | Removed from Ground | Gas (Historical Use) | 12000 | Composite | 1981-01-01 | Bare Steel
9011140 | 2 |  | 2000-01-20 |  | 2000-01-20 |  | Currently in Use | Gas (Historical Use) | 12000 | Epoxy | 2000-01-20 | Fiberglass Reinforced Plastic | Safe Suction (Euro)
9011141 | 1 | [5 empty] | Removed from Ground | Diesel | 10000 | Cathodically Protected Steel | 2000-01-11 | Galvanized Steel | Suction (American)
9011141 | 2 | [5 empty] | Removed from Ground | Diesel | 10000 | Cathodically Protected Steel | 2000-01-11 | Galvanized Steel | Suction (American)
9011141 | 3 |  |  | yes |  | yes | Removed from Ground | Used Oil | 500 | Not Marked/Unknown | 2000-01-11 | Not Marked
9011144 | 1 | [5 empty] | Removed from Ground | Diesel | 8000 | Not Marked/Unknown | 1976-01-01 | Not Marked
9011144 | 2 | [5 empty] | Removed from Ground | Gas (Historical Use) | 4000 | Not Marked/Unknown | 1976-01-01 | Not Marked
9011144 | 3 | [5 empty] | Removed from Ground | Gas (Historical Use) | 3000 | Not Marked/Unknown | 1976-01-01 | Not Marked
9011144 | 4 | Ball Float | 1998-10-01 | no | 1998-10-01 | no | Currently in Use | Diesel | 10000 | Composite | 1998-10-01 | Fiberglass Reinforced Plastic | Pressurized
9011145 | 1 | Flapper Valve | 1997-08-18 | no | 1997-08-18 | no | Currently in Use | E-10 | 8000 | Steel-Impressed Current | 1979-08-15 | Steel (Impressed Current) | Suction (American)
9011145 | 2 | Flapper Valve | 1997-08-18 | no | 1997-08-18 | no | Currently in Use | E-10 | 3000 | Steel-Impressed Current | 1974-06-01 | Steel (Impressed Current) | Suction (American)
9011145 | 3 | Flapper Valve | 1997-08-18 | no | 1997-08-18 | no | Currently in Use | Diesel | 3000 | Steel-Impressed Current | 1974-06-01 | Steel (Impressed Current) | Suction (American)
9011145 | 4 | [5 empty] | Removed from Ground | Diesel | 550 | Marked Unknown | 2003-12-16 | Not Marked
9011146 | 1 |  | 1997-06-10 |  | 1997-06-10 |  | Currently in Use | Gas (Historical Use) | 1000 | Cathodically Protected Steel | 1988-07-15 | Fiberglass Reinforced Plastic | Safe Suction (Euro)
9011146 | 2 |  | 1997-06-10 |  | 1997-06-10 |  | Currently in Use | Diesel | 1000 | Cathodically Protected Steel | 1988-07-15 | Fiberglass Reinforced Plastic | Safe Suction (Euro)
9011148 | 1 | [5 empty] | Removed from Ground | Gas (Historical Use) | 500 | Not Marked/Unknown | 1996-07-12 | Not Marked
9011148 | 2 | [5 empty] | Removed from Ground | Gas (Historical Use) | 0 | Not Marked/Unknown | 1996-07-12 | Not Marked
9011149 | 1 |  | 1989-05-01 |  | 1989-05-01 |  | Currently in Use | Gas (Historical Use) | 8000 | Epoxy | 1989-05-01 | Fiberglass Reinforced Plastic | Pressurized
9011149 | 2 |  | 1989-05-01 |  | 1989-05-01 |  | Currently in Use | Gas (Historical Use) | 8000 | Epoxy | 1989-05-01 | Fiberglass Reinforced Plastic | Pressurized
9011150 | 1 | [5 empty] | Temporarily out of use | Used Oil | 1000 | Not Marked/Unknown | 1995-04-19 | Not Marked
9011152 | 1 | [5 empty] | Removed from Ground | Gas (Historical Use) | 1000 | Not Marked/Unknown | 1998-11-01 | Not Marked
9011156 | 551 | [5 empty] | Removed from Ground | Diesel | 2000 | Marked Unknown | 1996-01-10 | Unknown
9011157 | 1 | [5 empty] | Permanently Out of Use - historical purposes | Gas (Historical Use) | 2000 | Marked Unknown |  | Unknown
9011157 | 2 | [5 empty] | Removed from Ground | Gas (Historical Use) | 560 | Marked Unknown | 1996-01-11 | Unknown
9011157 | 3 | [5 empty] | Removed from Ground | Gas (Historical Use) | 1000 | Bare Steel | 1996-01-10 | Bare Steel | Safe Suction (Euro)
9011157 | 5 | [5 empty] | Removed from Ground | Gas (Historical Use) | 300 | Bare Steel | 1996-01-10 | Bare Steel | Safe Suction (Euro)
9011158 | 1 | [5 empty] | Permanently Out of Use - historical purposes | Gas (Historical Use) | 2000 | Marked Unknown |  | Unknown
9011166 | 4 | [5 empty] | Removed from Ground | Gas (Historical Use) | 550 | Not Marked/Unknown |  | Not Marked
9011168 | 1 | [5 empty] | Removed from Ground | Gas (Historical Use) | 2000 | Not Marked/Unknown | 1996-04-09 | Not Marked
9011169 | 1 | [5 empty] | Removed from Ground | Gas (Historical Use) | 500 | Not Marked/Unknown | 1996-06-05 | Not Marked
9011170 | 1 | [5 empty] | Closed in Ground | Gas (Historical Use) | 1000 | Bare Steel | 1969-01-01 | Galvanized Steel
9011171 | 1 | [5 empty] | Removed from Ground | Gas (Historical Use) | 1000 | Bare Steel | 1996-07-01 | Bare Steel | Safe Suction (Euro)
9011171 | 2 | [5 empty] | Removed from Ground | Diesel | 2000 | Bare Steel | 1996-07-01 | Bare Steel | Safe Suction (Euro)
9011173 | 1 | [5 empty] | Removed from Ground | Gas (Historical Use) | 5000 | Not Marked/Unknown | 1996-07-01 | Not Marked
9011173 | 2 | [5 empty] | Removed from Ground | Diesel | 10000 | Not Marked/Unknown | 1996-07-01 | Not Marked
9011174 | 1 | [5 empty] | Removed from Ground | Diesel | 500 | Bare Steel | 1996-04-18 | Galvanized Steel | Safe Suction (Euro)
9011175 | 1 | Ball Float | 1997-02-01 | yes | 1997-02-01 | yes | Currently in Use | E-10 | 10000 | Composite | 1997-02-01 | Fiberglass Reinforced Plastic | Pressurized
9011175 | 2 | Ball Float | 1997-02-01 | yes | 1997-02-01 | yes | Currently in Use | Gas (Historical Use) | 4000 | Composite | 1997-02-01 | Fiberglass Reinforced Plastic | Pressurized
9011175 | 3 | Ball Float | 1997-02-01 | yes | 1997-02-01 | yes | Currently in Use | Diesel | 4000 | Composite | 1997-02-01 | Fiberglass Reinforced Plastic | Pressurized
9011175 | 4A | Ball Float | 1997-02-01 | no | 1997-02-01 | no | Currently in Use | Diesel | 2000 | Composite | 1997-01-01 | Fiberglass Reinforced Plastic | Pressurized
9011175 | 4B | Ball Float | 1997-02-01 | no | 1997-02-01 | no | Temporarily out of use | Kerosene | 2000 | Composite | 1997-02-01 | Fiberglass Reinforced Plastic | Pressurized
9011176 | 1 | Ball Float | 1989-03-15 | no | 1989-03-15 | no | Currently in Use | E-10 | 8000 | Galvanic (STIP-3) | 1989-03-15 | Fiberglass Reinforced Plastic | Pressurized
9011176 | 2 | Ball Float | 1989-03-15 | no | 1989-03-15 | no | Currently in Use | Diesel | 4000 | Galvanic (STIP-3) | 1989-03-15 | Fiberglass Reinforced Plastic | Pressurized
9011178 | 1 | [5 empty] | Removed from Ground | Gas (Historical Use) | 10000 | Not Marked/Unknown | 1998-07-10 | Not Marked
9011179 | 1 | [5 empty] | Removed from Ground | Empty | 550 | Bare Steel |  | Galvanized Steel
9011179 | 2 | [5 empty] | Removed from Ground | Empty | 550 | Bare Steel |  | Galvanized Steel
9011181 | 1 |  | 1995-09-06 |  | 1995-09-06 |  | Removed from Ground | Gas (Historical Use) | 7829 | Fiberglass | 1995-09-06 | Fiberglass Reinforced Plastic | Pressurized
9011181 | 2 |  | 1995-09-06 |  | 1995-09-06 |  | Removed from Ground | Gas (Historical Use) | 7829 | Fiberglass | 1995-09-06 | Fiberglass Reinforced Plastic | Pressurized
9011181 | 3 |  | 1995-09-06 |  | 1995-09-06 |  | Removed from Ground | Gas (Historical Use) | 7829 | Fiberglass | 1995-09-06 | Fiberglass Reinforced Plastic | Pressurized
9011182 | 1 | [5 empty] | Removed from Ground | Gas (Historical Use) | 1000 | Bare Steel | 1997-12-15 | Bare Steel | Suction (American)
9011183 | 1 | [5 empty] | Removed from Ground | Other | 5000 | Not Marked/Unknown | 1998-05-01 | Not Marked
9011183 | 2 | [5 empty] | Removed from Ground | Other | 3000 | Not Marked/Unknown | 1998-05-01 | Not Marked
9011183 | 3 | [5 empty] | Removed from Ground | Other | 2000 | Not Marked/Unknown | 1998-05-01 | Not Marked
9011184 | 1 | [5 empty] | Removed from Ground | Kerosene | 500 | Not Marked/Unknown | 1998-07-01 | Not Marked
9011184 | 2 | [5 empty] | Removed from Ground | Gas (Historical Use) | 1000 | Not Marked/Unknown | 1998-07-01 | Not Marked
9011184 | 3 | [5 empty] | Removed from Ground | Gas (Historical Use) | 1000 | Not Marked/Unknown | 1998-07-01 | Not Marked
9011185 | 1 |  | 1998-06-01 |  | 1998-06-01 |  | Currently in Use | Gas (Historical Use) | 12189 | Fiberglass | 1998-06-01 | Fiberglass Reinforced Plastic | Pressurized
9011185 | 2 |  | 1998-06-01 |  | 1998-06-01 |  | Currently in Use | Gas (Historical Use) | 6110 | Fiberglass | 1998-06-01 | Fiberglass Reinforced Plastic | Pressurized
9011185 | 3 |  | 1998-06-01 |  | 1998-06-01 |  | Currently in Use | Diesel | 10152 | Fiberglass | 1998-06-01 | Fiberglass Reinforced Plastic | Pressurized
9011186 | 1 | [5 empty] | Removed from Ground | Gas (Historical Use) | 0 | Not Marked/Unknown |  | Not Marked
9011188 | 1 | [5 empty] | Removed from Ground | Diesel | 1000 | Not Marked/Unknown | 1998-11-19 | Not Marked
9011189 | 1 |  | 1998-11-18 |  | 1998-11-18 |  | Currently in Use | Diesel | 564 | Fiberglass | 1988-08-08 | Double Walled | Suction (American)
9011190 | 1 | Ball Float | 1998-08-01 | no | 1998-08-01 | no | Currently in Use | Premium | 11682 | Fiberglass | 1998-08-01 | Fiberglass Reinforced Plastic | Pressurized
9011190 | 2 | Ball Float | 1998-08-01 | no | 1998-08-01 | no | Currently in Use | E-10 | 7950 | Fiberglass | 1998-08-01 | Fiberglass Reinforced Plastic | Pressurized
9011191 | 1 |  | 1999-05-18 |  | 1999-05-18 |  | Currently in Use | Aviation Gas/AV Gas | 12000 | Steel-Impressed Current | 1999-05-18 | Cathodically Protected | Safe Suction (Euro)
9011191 | 2 |  | 1999-05-18 |  | 1999-05-18 |  | Currently in Use | Aviation Gas/AV Gas | 12000 | Steel-Impressed Current | 1999-05-18 | Cathodically Protected | Safe Suction (Euro)
9011192 | 1 | [5 empty] | Removed from Ground | Gas (Historical Use) | 1700 | Bare Steel | 1998-11-18 | Fiberglass Reinforced Plastic | Suction (American)
9011193 | 1 | [5 empty] | Removed from Ground | Diesel | 2000 | Bare Steel | 1972-01-01 | Galvanized Steel | Suction (American)
9011194 | 1 | [5 empty] | Removed from Ground | Diesel | 3000 | Bare Steel | 1945-01-01 | Bare Steel
9011194 | 2 | [5 empty] | Closed in Ground | Diesel | 3000 | Bare Steel | 1945-01-01 | Bare Steel
9011195 | 1 | [5 empty] | Removed from Ground | Empty | 2000 | Bare Steel | 1978-01-01 | Bare Steel | Suction (American)
9011195 | 2 | [5 empty] | Removed from Ground | Empty | 500 | Bare Steel | 1987-01-01 | Not Marked
9011196 | 1 | Ball Float | 1999-04-28 | no | 1999-04-28 | no | Currently in Use | E-10 | 12000 | Fiberglass | 1999-04-14 | Double-Walled Flex | Pressurized
9011196 | 2 | Ball Float | 1999-04-28 |  | 1999-04-28 |  | Currently in Use | Gas (Historical Use) | 10000 | Fiberglass | 1999-04-14 | Double-Walled Flex | Pressurized
9011197 | 1 | [5 empty] | Removed from Ground | Gas (Historical Use) | 700 | Bare Steel | 1999-11-10 | Unknown
9011197 | 2 | [5 empty] | Removed from Ground | Gas (Historical Use) | 700 | Bare Steel | 1999-11-10 | Unknown
9011198 | 1 | [5 empty] | Removed from Ground | Gas (Historical Use) | 10000 | Bare Steel | 2000-02-01 | Galvanized Steel | Suction (American)
9011199 | 1 | Ball Float | 1999-03-01 | no | 1999-03-01 | no | Currently in Use | E-10 | 10000 | Fiberglass | 1999-03-01 | Double-Walled Fiberglass | Pressurized
9011199 | 2 | Ball Float | 1999-03-01 | no | 1999-03-01 | no | Currently in Use | E-10 | 15000 | Fiberglass | 1999-03-01 | Double-Walled Fiberglass | Pressurized
9011199 | 3 |  | 2005-06-21 | no | 2005-06-21 | no | Currently in Use | Diesel | 10000 | Composite | 2005-06-20 | Fiberglass Reinforced Plastic | Pressurized
9011200 | 1 |  | 2000-02-03 |  | 2000-02-03 |  | Currently in Use | Gas (Historical Use) | 20000 | Double Walled | 2000-02-03 | Double Walled | Pressurized
9011200 | 2 |  | 2000-02-03 |  | 2000-02-03 |  | Currently in Use | Gas (Historical Use) | 12000 | Double Walled | 2000-02-03 | Double Walled | Pressurized
9011201 | 1 | [5 empty] | Removed from Ground | Gas (Historical Use) | 500 | Not Marked/Unknown | 2000-03-01 | Galvanized Steel | Suction (American)
9011202 | 1 | [5 empty] | Removed from Ground | Gas (Historical Use) | 2000 | Bare Steel | 1999-12-01 | Bare Steel | Safe Suction (Euro)
9011202 | 2 | [5 empty] | Removed from Ground | Gas (Historical Use) | 2000 | Bare Steel | 1999-12-01 | Bare Steel | Safe Suction (Euro)
9011202 | 3 | [5 empty] | Removed from Ground | Diesel | 1000 | Bare Steel | 1999-12-01 | Bare Steel | Safe Suction (Euro)
9011202 | 4 | [5 empty] | Removed from Ground | Diesel | 550 | Bare Steel | 1999-12-01 | Bare Steel | Safe Suction (Euro)
9011203 | 1 |  |  | yes |  | yes | Removed from Ground | Used Oil | 0 | Marked Unknown | 1984-01-01 | Unknown
9011204 | 1 |  | 1999-05-15 |  | 1999-05-15 |  | Currently in Use | Gas (Historical Use) | 12000 | Composite | 1999-05-15 | Double Walled | Pressurized
9011204 | 2 |  | 1999-05-15 |  | 1999-05-15 |  | Currently in Use | Gas (Historical Use) | 12000 | Composite | 1999-05-15 | Double Walled | Pressurized
9011204 | 3 |  | 2009-10-01 | no | 2009-10-01 | no | Currently in Use | Diesel | 6000 | Composite Double Walled | 2009-10-01 | Double-Walled Fiberglass | Pressurized
9011205 | 1 | [5 empty] | Permanently Out of Use - historical purposes | Empty | 500 | Bare Steel |  | Bare Steel | Safe Suction (Euro)
9011206 | 1 | [5 empty] | Permanently Out of Use - historical purposes | Empty | 500 | Bare Steel |  | Bare Steel | Safe Suction (Euro)
9011207 | 1 | [5 empty] | Currently in Use | Empty | 500 | Bare Steel |  | Bare Steel | Safe Suction (Euro)
9011207 | 2 | [5 empty] | Currently in Use | Empty | 500 | Bare Steel |  | Bare Steel | Safe Suction (Euro)
9011208 | 1 | [5 empty] | Removed from Ground | Empty | 500 | Bare Steel | 2000-05-20 | Bare Steel | Safe Suction (Euro)
9011209 | 1 | [5 empty] | Closed in Ground | Diesel | 500 | Bare Steel | 2000-05-01 | Not Marked
9011209 | 2 | [5 empty] | Closed in Ground | Diesel | 500 | Bare Steel | 2000-05-01 | Not Marked
9011210 | 1 | [5 empty] | Removed from Ground | Diesel | 2000 | Bare Steel | 1970-01-01 | Bare Steel | Safe Suction (Euro)
9011211 | 1 | [5 empty] | Removed from Ground | Diesel | 550 | Bare Steel | 1973-01-01 | Copper | Suction (American)
9011212 | 1 |  | 1999-04-10 |  | 1999-04-10 |  | Currently in Use | Gas (Historical Use) | 15546 | Composite | 1999-04-10 | Fiberglass Reinforced Plastic | Pressurized
9011212 | 2 |  | 1999-04-10 |  | 1999-04-10 |  | Currently in Use | Gas (Historical Use) | 10000 | Composite | 1999-04-10 | Fiberglass Reinforced Plastic | Pressurized
9011213 | 1 |  |  | yes |  | yes | Removed from Ground | Used Oil | 0 | Not Marked/Unknown | 1984-01-01 | Not Marked
9011214 | 1 | Overfill Alarm | 2000-11-29 | no | 2000-11-29 | no | Currently in Use | Diesel | 4000 | Fiberglass Double Walled | 2000-11-29 | Fiberglass Reinforced Plastic | Suction (American)
9011215 | 1 | [5 empty] | Removed from Ground | Used Oil | 4000 | Bare Steel | 1981-01-01 | Bare Steel
9011215 | 2 | [5 empty] | Removed from Ground | Empty | 4000 | Bare Steel | 1981-01-01 | Bare Steel
9011216 | 1 | [5 empty] | Removed from Ground | Other | 550 | Bare Steel | 2001-01-20 | Not Marked
9011217 | 1 | [5 empty] | Removed from Ground | Gas (Historical Use) | 550 | Bare Steel | 1965-01-01 | Galvanized Steel | Suction (American)
9011218 | 1 | [5 empty] | Removed from Ground | Other | 2000 | Bare Steel | 2001-06-11 | Not Marked
9011219 | 1A |  | 2001-08-10 |  | 2001-08-10 |  | Currently in Use | Gas (Historical Use) | 14000 | Fiberglass Double Walled | 2001-08-06 | Double Walled/Sec. Containment | Pressurized
9011219 | 1B |  | 2001-08-10 |  | 2001-08-10 |  | Currently in Use | Gas (Historical Use) | 7000 | Fiberglass Double Walled | 2001-08-06 | Double Walled/Sec. Containment | Pressurized
9011219 | 2A |  | 2001-08-10 |  | 2001-08-10 |  | Currently in Use | Gas (Historical Use) | 14000 | Fiberglass Double Walled | 2001-08-06 | Double Walled/Sec. Containment | Pressurized
9011219 | 2B |  | 2001-08-10 |  | 2001-08-10 |  | Currently in Use | Diesel | 7000 | Fiberglass Double Walled | 2001-08-06 | Double Walled/Sec. Containment | Pressurized
9011220 | 1 | [5 empty] | Removed from Ground | Other | 0 | Bare Steel | 2001-09-05 | Not Marked
9011221 | 1 |  | 2001-08-13 | yes | 2001-08-13 |  | Currently in Use | Diesel | 6000 | Composite | 2001-06-25 | Double Walled | Pressurized
9011221 | 2A |  | 2001-08-13 | yes | 2001-08-13 |  | Currently in Use | Gas (Historical Use) | 7500 | Composite | 2001-06-25 | Double Walled | Pressurized
9011221 | 2B |  | 2001-08-13 | yes | 2001-08-13 |  | Currently in Use | Gas (Historical Use) | 7500 | Composite | 2001-06-25 | Double Walled | Pressurized
9011222 | 1 | [5 empty] | Removed from Ground | Used Oil | 500 | Cathodically Protected Steel | 1991-01-01 | Fiberglass Reinforced Plastic | Gravity Fed
9011223 | 1 | Ball Float | 2000-12-15 | no | 2000-12-15 | no | Currently in Use | Diesel | 12000 |  | 2000-12-15 | Fiberglass Reinforced Plastic | Pressurized
9011224 | 1 | [5 empty] | Removed from Ground | Diesel | 1000 | Marked Unknown |  | Secondary Containment
9011225 | 1 |  | 2001-12-06 |  | 2001-12-06 |  | Currently in Use | Gas (Historical Use) | 15000 | Fiberglass | 2001-12-06 | Secondary Containment | Pressurized
9011225 | 2 |  | 2001-12-06 |  | 2001-12-06 |  | Currently in Use | Gas (Historical Use) | 12000 | Fiberglass | 2001-12-06 | Secondary Containment | Pressurized
9012001 | 1 | [5 empty] | Temporarily out of use | Empty | 2000 | Bare Steel | 1976-01-01 | Galvanized Steel | Suction (American)
9012001 | 2 | [5 empty] | Temporarily out of use | Empty | 2000 | Bare Steel | 1976-01-01 | Galvanized Steel | Suction (American)
9012001 | 3 | [5 empty] | Closed in Ground | Other | 1000 | Bare Steel | 1989-11-01 | Galvanized Steel
9012001 | 4 | [5 empty] | Closed in Ground | Other | 1000 | Bare Steel | 1992-03-23 | Galvanized Steel
9012001 | 5 | [5 empty] | Closed in Ground | Other | 550 | Bare Steel | 1992-03-23 | Galvanized Steel
9012003 | 1 | [5 empty] | Removed from Ground | Gas (Historical Use) | 6000 | Bare Steel | 1982-01-01 | Galvanized Steel | Pressurized
9012003 | 1-A |  | 1997-09-11 |  | 1990-03-08 |  | Currently in Use | Gas (Historical Use) | 8000 | Steel-Impressed Current | 1990-03-08 | Fiberglass Reinforced Plastic | Pressurized
9012003 | 2 | [5 empty] | Removed from Ground | Gas (Historical Use) | 6000 | Bare Steel | 1982-01-01 | Galvanized Steel | Pressurized
9012003 | 2-A |  | 1997-09-11 |  | 1990-03-08 |  | Currently in Use | Gas (Historical Use) | 8000 | Steel-Impressed Current | 1990-03-08 | Fiberglass Reinforced Plastic | Pressurized
9012003 | 3 | [5 empty] | Removed from Ground | Gas (Historical Use) | 6000 | Bare Steel | 1982-01-01 | Galvanized Steel | Pressurized
9012003 | 3-A |  | 1998-08-06 |  | 1990-03-08 |  | Currently in Use | Gas (Historical Use) | 8000 | Steel-Impressed Current | 1990-03-08 | Fiberglass Reinforced Plastic | Pressurized
9012004 | 1 | Flapper Valve | 1999-01-08 | no | 1999-01-08 | no | Currently in Use | Diesel | 5000 | Steel-Impressed Current | 1986-01-01 | Steel (Impressed Current) | Pressurized
9012004 | 2 | Flapper Valve | 1999-01-08 | no | 1999-01-08 | no | Currently in Use | E-10 | 8000 | Steel-Impressed Current | 1986-01-01 | Steel (Impressed Current) | Pressurized
9012004 | 3 | Flapper Valve | 1999-01-08 | no | 1999-01-08 | no | Currently in Use | E-10 | 8000 | Steel-Impressed Current | 1986-01-01 | Steel (Impressed Current) | Pressurized
9012006 | 1 | [5 empty] | Removed from Ground | Diesel | 1000 | Bare Steel | 1978-01-01 | Galvanized Steel
9012006 | 1AST | [5 empty] | Currently in Use | Diesel | 200 | Not Marked/Unknown |  | Not Marked
9012006 | 2AST | [5 empty] | Currently in Use | Gas (Historical Use) | 200 | Not Marked/Unknown |  | Not Marked
9012011 | 1 |  |  | no |  | no | Removed from Ground | Gas (Historical Use) | 4000 | Bare Steel | 1986-01-01 | Galvanized Steel | Suction (American)
9012011 | 2 |  |  | no |  | no | Removed from Ground | Gas (Historical Use) | 3000 | Bare Steel | 1986-01-01 | Galvanized Steel | Suction (American)
9012011 | 3 |  |  | no |  | no | Removed from Ground | Gas (Historical Use) | 3000 | Bare Steel | 1986-01-01 | Galvanized Steel | Suction (American)
9012011 | 4 |  | 1998-09-30 | no | 1998-09-30 | no | Currently in Use | Gas (Historical Use) | 4000 | Epoxy | 1998-09-30 | Fiberglass Reinforced Plastic | Suction (American)
9012011 | 5 |  | 1998-09-30 | no | 1998-09-30 | no | Currently in Use | Gas (Historical Use) | 4000 | Epoxy | 1998-09-30 | Fiberglass Reinforced Plastic | Suction (American)
9012011 | 6 |  | 1998-09-30 | no | 1998-09-30 | no | Currently in Use | Gas (Historical Use) | 4000 | Epoxy | 1998-09-30 | Fiberglass Reinforced Plastic | Suction (American)
9012012 | 1 | [5 empty] | Removed from Ground | Gas (Historical Use) | 4000 | Bare Steel | 1997-11-01 | Galvanized Steel | Suction (American)
9012012 | 2 | [5 empty] | Removed from Ground | Gas (Historical Use) | 4000 | Bare Steel | 1997-11-01 | Galvanized Steel | Suction (American)
9012012 | 3 | [5 empty] | Removed from Ground | Diesel | 1000 | Bare Steel | 1997-11-01 | Galvanized Steel | Suction (American)
9012012 | 4 | [5 empty] | Removed from Ground | Diesel | 1000 | Bare Steel | 1997-11-01 | Galvanized Steel | Suction (American)
9012012 | 5 | [5 empty] | Removed from Ground | Gas (Historical Use) | 6000 | Bare Steel | 1997-11-01 | Galvanized Steel | Suction (American)
9012012 | 6 | [5 empty] | Removed from Ground | Gas (Historical Use) | 4000 | Bare Steel | 1997-11-01 | Galvanized Steel | Suction (American)
9012012 | 7 | [5 empty] | Removed from Ground | Gas (Historical Use) | 4000 | Bare Steel | 1997-11-01 | Galvanized Steel | Suction (American)
9012013 | 1 |  | 1995-04-25 |  | 1995-04-25 |  | Currently in Use | Gas (Historical Use) | 10000 | Composite | 1994-04-25 | Double Walled | Pressurized
9012013 | 2 |  | 1994-04-25 |  | 1994-04-25 |  | Currently in Use | Gas (Historical Use) | 8000 | Composite | 1994-04-25 | Double Walled | Pressurized
9012014 | 1 | Flapper Valve | 2004-07-15 | no | 2004-07-15 | no | Currently in Use | E-10 | 2500 | Fiberglass Double Walled | 2004-07-15 | Fiberglass Reinforced Plastic | Safe Suction (Euro)
9012014 | 2 | Flapper Valve | 2004-07-15 | no | 2004-07-15 | no | Currently in Use | Diesel | 2500 | Fiberglass Double Walled | 2004-07-15 | Fiberglass Reinforced Plastic | Safe Suction (Euro)
9012014 | 221768 |  | 1994-11-23 |  | 1994-11-23 |  | Removed from Ground | Diesel | 1000 | Cathodically Protected Steel | 1994-11-23 | Cathodically Protected | Safe Suction (Euro)
9012014 | 221773 |  | 1994-11-23 |  | 1994-11-23 |  | Removed from Ground | Gas (Historical Use) | 1000 | Cathodically Protected Steel | 1994-11-23 | Cathodically Protected | Safe Suction (Euro)
9012015 | 2A |  | 1998-06-01 |  | 1998-06-01 |  | Temporarily out of use | Gas (Historical Use) | 6000 | Tank Jacket | 1998-06-01 | Double Walled | Pressurized
9012015 | 2B |  | 1998-06-01 |  | 1998-06-01 |  | Temporarily out of use | Gas (Historical Use) | 6000 | Tank Jacket | 1998-06-01 | Double Walled | Pressurized
9012015 | DIESEL | [5 empty] | Removed from Ground | Diesel | 1060 | Bare Steel | 1981-01-01 | Not Marked | Safe Suction (Euro)
9012015 | GASOLINE | [5 empty] | Removed from Ground | Gas (Historical Use) | 1060 | Bare Steel | 1981-01-01 | Not Marked | Safe Suction (Euro)
9012016 | 1 | [5 empty] | Temporarily out of use | Gas (Historical Use) | 8000 | Bare Steel | 1998-12-01 | Bare Steel | Suction (American)
9012016 | 2 | [5 empty] | Temporarily out of use | Gas (Historical Use) | 8000 | Bare Steel | 1998-12-01 | Bare Steel | Suction (American)
9012016 | 3 | [5 empty] | Temporarily out of use | Gas (Historical Use) | 8000 | Bare Steel | 1998-12-01 | Bare Steel | Suction (American)
9012016 | 4 | [5 empty] | Temporarily out of use | Diesel | 10000 | Bare Steel | 1998-12-01 | Bare Steel | Suction (American)
9012016 | 5 | [5 empty] | Temporarily out of use | Diesel | 4000 | Bare Steel | 1998-12-01 | Bare Steel | Suction (American)
9012018 | 1 |  | 1998-07-01 |  | 1998-07-01 |  | Removed from Ground | Gas (Historical Use) | 4000 | Cathodically Protected Steel | 1991-05-01 | Fiberglass Reinforced Plastic | Pressurized
9012018 | 2 |  | 1998-07-01 |  | 1998-07-01 |  | Currently in Use | Gas (Historical Use) | 6000 | Cathodically Protected Steel | 1991-05-01 | Fiberglass Reinforced Plastic | Pressurized
9012018 | 3 |  | 1998-07-01 |  | 1998-07-01 |  | Currently in Use | Gas (Historical Use) | 6000 | Cathodically Protected Steel | 1991-05-01 | Fiberglass Reinforced Plastic | Pressurized
9012018 | 4 |  | 1998-07-01 |  | 1998-07-01 |  | Removed from Ground | Gas (Historical Use) | 6000 | Cathodically Protected Steel | 1991-05-01 | Fiberglass Reinforced Plastic | Pressurized
9012018 | 5 |  | 1998-05-01 |  | 1998-05-01 |  | Currently in Use | Gas (Historical Use) | 2000 | Cathodically Protected Steel | 1991-05-01 | Cathodically Protected | Pressurized
9012018 | 6 |  | 1998-05-01 |  | 1998-05-01 |  | Currently in Use | Diesel | 2000 | Cathodically Protected Steel | 1991-05-01 | Cathodically Protected | Pressurized
9012018 | 7 |  | 1995-04-01 |  | 1995-04-01 |  | Currently in Use | Diesel | 5000 | Cathodically Protected Steel | 1991-05-01 | Cathodically Protected | Pressurized
9012018 | 8 |  | 1995-04-01 |  | 1995-04-01 |  | Currently in Use | Diesel | 5000 | Cathodically Protected Steel | 1991-05-01 | Cathodically Protected | Pressurized
9012018 | 9 |  | 2007-01-11 | no | 2007-01-11 | no | Currently in Use | Gas (Historical Use) | 10000 | Not Marked/Unknown | 2007-01-11 | Fiberglass Reinforced Plastic | Pressurized
9012019 | 1 | Ball Float | 1999-02-26 | no | 1999-02-26 | no | Temporarily out of use | Gas (Historical Use) | 10000 | Fiberglass | 1999-02-22 | Double-Walled Fiberglass | Pressurized
9012019 | 2A | Ball Float | 1999-02-26 | no | 1999-02-26 | no | Temporarily out of use | Diesel | 4000 | Fiberglass | 1999-02-22 | Double-Walled Fiberglass | Pressurized
9012019 | 2B | Ball Float | 1999-02-26 | no | 1999-02-26 | no | Temporarily out of use | Gas (Historical Use) | 4000 | Fiberglass | 1999-02-22 | Double-Walled Fiberglass | Pressurized
9012020 | 1 |  | 1999-08-15 |  | 1999-08-15 |  | Temporarily out of use | Gas (Historical Use) | 10000 | Epoxy | 1999-08-15 | Fiberglass Reinforced Plastic | Pressurized
9012020 | 2 |  | 1999-08-15 |  | 1999-08-15 |  | Temporarily out of use | Gas (Historical Use) | 6000 | Epoxy | 1999-08-15 | Fiberglass Reinforced Plastic | Pressurized
9012020 | 3 |  | 1999-08-15 |  | 1999-08-15 |  | Temporarily out of use | Diesel | 6000 | Epoxy | 1999-08-15 | Fiberglass Reinforced Plastic | Pressurized
9012021 | 1 |  | 1999-12-16 |  | 1999-12-16 |  | Currently in Use | Gas (Historical Use) | 10000 | Epoxy | 1999-12-16 | Double Walled | Pressurized
9012021 | 2 |  | 1999-12-16 |  | 1999-12-16 |  | Currently in Use | Gas (Historical Use) | 10000 | Epoxy | 1999-12-16 | Double Walled | Pressurized
9012022 | 1 |  | 2000-05-17 |  | 2000-05-17 |  | Currently in Use | Gas (Historical Use) | 10000 | Epoxy | 2000-05-17 | Double Walled | Pressurized
9013001 | 1 | [5 empty] | Closed in Ground | Diesel | 500 | Marked Unknown | 1986-01-01 | Bare Steel
9013001 | 2 | Ball Float | 1994-01-01 | no | 1994-01-01 | no | Currently in Use | Diesel | 600 | Fiberglass Double Walled | 1994-01-10 | Double-Walled Flex | Suction (American)
9013004 | 1 | [5 empty] | Removed from Ground | Diesel | 10000 | Bare Steel | 1974-01-01 | Galvanized Steel
9013004 | 2 | [5 empty] | Removed from Ground | Gas (Historical Use) | 2000 | Bare Steel | 1970-01-01 | Galvanized Steel
9013005 | 0 | [5 empty] | Removed from Ground | Other | 0 | Marked Unknown | 1992-07-01 | Unknown
9013006 | 1 | [5 empty] | Removed from Ground | Other | 2500 | Marked Unknown | 1992-06-01 | Galvanized Steel | Gravity Fed
9013006 | 2 | [5 empty] | Removed from Ground | Gas (Historical Use) | 3000 | Marked Unknown | 1992-06-01 | Galvanized Steel | Gravity Fed
9013006 | 3 | [5 empty] | Removed from Ground | Other | 2500 | Marked Unknown | 1992-06-01 | Galvanized Steel | Gravity Fed
9013006 | 4 | [5 empty] | Removed from Ground | Other | 2500 | Marked Unknown | 1992-06-01 | Galvanized Steel | Gravity Fed
9013006 | 5 | [5 empty] | Removed from Ground | Other | 2500 | Marked Unknown | 1992-06-01 | Galvanized Steel | Gravity Fed
9013007 | 1 | [5 empty] | Removed from Ground | Gas (Historical Use) | 4000 | Composite | 1987-10-01 | Galvanized Steel | Safe Suction (Euro)
9013007 | 2 | [5 empty] | Removed from Ground | Gas (Historical Use) | 2000 | Bare Steel | 1980-01-01 | Galvanized Steel | Safe Suction (Euro)
9013007 | 3 | [5 empty] | Removed from Ground | Gas (Historical Use) | 2000 | Bare Steel | 1980-01-01 | Galvanized Steel | Safe Suction (Euro)
9013007 | 35420 |  | 1993-03-01 |  | 1993-03-01 |  | Currently in Use | Gas (Historical Use) | 10000 | Composite | 1993-03-22 | Cathodically Protected | Pressurized
9013007 | 35422 |  | 1993-03-01 |  | 1993-03-01 |  | Currently in Use | Diesel | 4000 | Composite | 1993-03-22 | Cathodically Protected | Pressurized
9013007 | 4 | [5 empty] | Removed from Ground | Gas (Historical Use) | 5000 | Bare Steel | 1980-01-01 | Galvanized Steel | Safe Suction (Euro)
9013007 | 5A |  | 1993-03-01 |  | 1993-03-01 |  | Currently in Use | Gas (Historical Use) | 5000 | Composite | 1988-11-01 | Fiberglass Reinforced Plastic | Pressurized
9013007 | 5B |  | 1993-03-01 |  | 1993-03-01 |  | Currently in Use | Gas (Historical Use) | 5000 | Composite | 1993-03-01 | Fiberglass Reinforced Plastic | Pressurized
9013007 | 7 | [5 empty] | Permanently Out of Use - historical purposes | Gas (Historical Use) | 5000 | Composite | 1993-03-01 | Cathodically Protected | Pressurized
9013007 | 8 | [5 empty] | Permanently Out of Use - historical purposes | Gas (Historical Use) | 5000 | Composite | 1993-03-01 | Cathodically Protected | Pressurized
9013007 | 9 | [5 empty] | Removed from Ground | Diesel | 4000 | Cathodically Protected Steel | 1988-11-01 | Galvanized Steel | Safe Suction (Euro)
9013008 | 1 | Flapper Valve | 1995-01-01 | no | 1995-01-01 | no | Currently in Use | Regular | 6000 | Steel-Impressed Current | 1995-10-31 | Double-Walled Flex | Pressurized
9013008 | 2 | Flapper Valve | 1995-01-01 | no | 1995-01-01 | no | Currently in Use | Premium | 6000 | Steel-Impressed Current | 1995-10-31 | Double-Walled Flex | Pressurized
9013008 | 3 | Flapper Valve | 1995-01-01 | no | 1995-01-01 | no | Currently in Use | Diesel On Road | 6000 | Steel-Impressed Current | 1995-10-31 | Double-Walled Flex | Pressurized
9013009 | 1 |  | 1996-02-27 |  | 1996-02-27 |  | Currently in Use | Gas (Historical Use) | 10000 | Steel-Impressed Current | 1988-05-01 | Cathodically Protected | Pressurized
9013009 | 2 |  | 1996-02-27 |  | 1996-02-27 |  | Currently in Use | Gas (Historical Use) | 10000 | Steel-Impressed Current | 1988-05-01 | Cathodically Protected | Pressurized
9013009 | 3 |  | 1996-02-27 |  | 1996-02-27 |  | Currently in Use | Diesel | 10000 | Steel-Impressed Current | 1988-05-01 | Cathodically Protected | Pressurized
9013010 | 1 | Flapper Valve | 1995-10-10 | no | 1995-10-10 | no | Currently in Use |  | 5000 | Composite | 1988-03-01 | Double-Walled Flex | Pressurized
9013010 | 2 | Flapper Valve | 1995-10-10 | no | 1995-10-10 | no | Currently in Use |  | 5000 | Composite | 1988-03-01 | Double-Walled Flex | Pressurized
9013010 | 3 | Flapper Valve | 1995-10-10 | no | 1995-10-10 | no | Currently in Use |  | 5000 | Composite | 1988-03-10 | Double-Walled Flex | Pressurized
9013011 | 10531-1 | [5 empty] | Removed from Ground | Gas (Historical Use) | 1000 | Bare Steel | 1979-01-01 | Galvanized Steel | Safe Suction (Euro)
9013012 | 1 | [5 empty] | Removed from Ground | Gas (Historical Use) | 5000 | Epoxy | 1984-04-30 | Galvanized Steel | Pressurized
9013012 | 2 | [5 empty] | Removed from Ground | Gas (Historical Use) | 4000 | Bare Steel | 1984-04-30 | Galvanized Steel | Pressurized
9013012 | 3 | [5 empty] | Removed from Ground | Gas (Historical Use) | 4000 | Bare Steel | 1984-04-30 | Galvanized Steel | Suction (American)
9013012 | 4 | [5 empty] | Removed from Ground | Diesel | 4000 | Cathodically Protected Steel | 1988-07-07 | Galvanized Steel | Suction (American)
9013012 | 5 |  | 1998-05-01 | no | 1998-05-01 | no | Currently in Use | Gas (Historical Use) | 8000 | Fiberglass | 1998-05-01 | Fiberglass Reinforced Plastic | Pressurized
9013012 | 6 |  | 1998-05-01 | no | 1998-05-01 | no | Currently in Use | Gas (Historical Use) | 4000 | Fiberglass | 1998-05-01 | Fiberglass Reinforced Plastic | Pressurized
9013012 | 7 |  | 1998-05-01 | no | 1998-05-01 | no | Currently in Use | Diesel | 4000 | Fiberglass | 1998-05-01 | Fiberglass Reinforced Plastic | Pressurized
9013013 | 1 |  | 1998-11-10 |  | 1997-12-17 |  | Currently in Use | Gas (Historical Use) | 6000 | Cathodically Protected Steel | 1983-01-01 | Cathodically Protected | Suction (American)
9013013 | 2 |  | 1998-11-10 |  | 1997-12-17 |  | Temporarily out of use | Gas (Historical Use) | 3000 | Cathodically Protected Steel | 1983-01-01 | Cathodically Protected | Suction (American)
9013013 | 3 |  | 1998-11-10 |  | 1997-12-17 |  | Removed from Ground | Diesel | 3000 | Cathodically Protected Steel | 1983-01-01 | Cathodically Protected | Suction (American)
9013014 | 1 | [5 empty] | Removed from Ground | Gas (Historical Use) | 500 | Bare Steel | 1997-10-18 | Galvanized Steel | Suction (American)
9013015 | 1A | Flapper Valve | 1995-03-01 |  | 1995-03-01 |  | Temporarily out of use | Gas (Historical Use) | 3000 | Steel-Impressed Current | 1995-03-01 | Steel (Impressed Current) | Pressurized
9013015 | 1B | Flapper Valve | 1995-03-01 |  | 1995-03-01 |  | Currently in Use | Gas (Historical Use) | 1500 | Steel-Impressed Current | 1995-03-01 | Steel (Impressed Current) | Pressurized
9013015 | 1C | Flapper Valve | 1995-03-01 |  | 1995-03-01 |  | Currently in Use | Diesel | 1500 | Steel-Impressed Current | 1995-03-01 | Steel (Impressed Current) | Pressurized
9013015 | 2 | Ball Float | 1997-05-01 |  | 1997-05-01 |  | Currently in Use | Gas (Historical Use) | 8000 | Composite | 1997-05-01 | Steel (Impressed Current) | Pressurized
9013016 | 1 |  | 1998-08-28 |  | 1989-01-01 |  | Currently in Use | Gas (Historical Use) | 4000 | Composite | 1989-01-01 | Fiberglass Reinforced Plastic | Pressurized
9013016 | 2 |  | 1998-08-28 |  | 1989-01-01 |  | Currently in Use | Gas (Historical Use) | 4000 | Composite | 1989-01-01 | Fiberglass Reinforced Plastic | Pressurized
9013016 | 3 |  | 1998-08-28 |  | 1989-01-01 |  | Currently in Use | Gas (Historical Use) | 4000 | Composite | 1989-01-01 | Fiberglass Reinforced Plastic | Pressurized
9013017 | 1 |  |  | no |  | no | Temporarily out of use | Gas (Historical Use) | 1 | Fiberglass | 2001-08-31 | Galvanized Steel | Suction (American)
9013017 | 2 |  |  | no |  | no | Temporarily out of use | Gas (Historical Use) | 1 | Fiberglass | 2001-08-31 | Galvanized Steel | Suction (American)
9013018 | 1 | [5 empty] | Removed from Ground | Diesel | 1000 | Cathodically Protected Steel | 2000-08-24 | Galvanized Steel | Safe Suction (Euro)
9013018 | 2 | [5 empty] | Removed from Ground | Gas (Historical Use) | 1000 | Not Marked/Unknown | 2001-01-01 | Not Marked
9013018 | 3 | [5 empty] | Removed from Ground | Diesel | 4000 | Not Marked/Unknown | 2001-01-01 | Not Marked
9013019 | 1 | [5 empty] | Removed from Ground | Diesel | 4000 | Marked Unknown | 1995-09-19 | Unknown
9013019 | 2 | [5 empty] | Removed from Ground | Gas (Historical Use) | 4000 | Marked Unknown | 1995-09-19 | Unknown
9013021 | 1 | Flapper Valve | 1996-03-01 | no | 1996-03-01 | no | Currently in Use | Regular | 10000 | Composite | 1996-03-01 | Fiberglass Reinforced Plastic | Pressurized
9013021 | 2A | Flapper Valve | 1996-03-01 | no | 1996-03-01 | no | Currently in Use | Plus | 5000 | Composite | 1996-03-01 | Fiberglass Reinforced Plastic | Pressurized
9013021 | 2B | Flapper Valve | 1996-03-01 | no | 1996-03-01 | no | Currently in Use | Premium | 5000 | Composite | 1996-03-01 | Fiberglass Reinforced Plastic | Pressurized
9013021 | 3 | Flapper Valve | 1996-03-01 | no | 1996-03-01 | no | Currently in Use | Diesel | 10000 | Composite | 1996-03-01 | Fiberglass Reinforced Plastic | Pressurized
9013022 | 1 | [5 empty] | Removed from Ground | Gas (Historical Use) | 560 | Bare Steel | 1991-03-21 | Galvanized Steel | Suction (American)
9013022 | 2 |  |  | no |  | no | Removed from Ground | Gas (Historical Use) | 1000 | Unknown | 1999-11-20 | Unknown
9013023 | 1 | [5 empty] | Removed from Ground | Gas (Historical Use) | 1060 | Not Marked/Unknown | 1999-11-22 | Galvanized Steel | Safe Suction (Euro)
9013024 | 1A |  | 1997-09-01 |  | 1997-09-01 |  | Removed from Ground | Gas (Historical Use) | 2000 | Composite | 1997-08-12 | Fiberglass Reinforced Plastic | Suction (American)
9013024 | 1B |  | 1997-09-01 |  | 1997-09-01 |  | Removed from Ground | Gas (Historical Use) | 1000 | Composite | 1997-08-12 | Fiberglass Reinforced Plastic | Suction (American)
9013024 | 2 | [5 empty] | Removed from Ground | Empty | 8000 | Bare Steel | 1985-05-01 | Fiberglass Reinforced Plastic | Suction (American)
9013025 | 1 |  | 1998-01-16 |  | 1997-11-26 |  | Currently in Use | Diesel | 10000 | Composite | 1997-11-25 | Fiberglass Reinforced Plastic | Safe Suction (Euro)
9013025 | 2 |  | 1998-01-16 |  | 1997-11-26 |  | Currently in Use | Gas (Historical Use) | 10000 | Composite | 1997-11-25 | Fiberglass Reinforced Plastic | Safe Suction (Euro)
9013026 | 1 | [5 empty] | Temporarily out of use | Gas (Historical Use) | 3000 | Fiberglass | 2002-02-01 | Unknown
9014001 | 1 | Flapper Valve | 1990-04-14 | no | 1990-04-15 | no | Currently in Use | Diesel | 6000 | Galvanic (STIP-3) | 1990-04-14 | Fiberglass Reinforced Plastic | Pressurized
9014001 | 2 | Flapper Valve | 1990-04-14 | no | 1990-04-14 | no | Currently in Use | Plus | 6000 | Galvanic (STIP-3) | 1990-04-14 | Fiberglass Reinforced Plastic | Pressurized
9014001 | 3 | Flapper Valve |  | no | 1990-04-14 | no | Currently in Use | E-10 | 6000 | Galvanic (STIP-3) | 1990-04-14 | Fiberglass Reinforced Plastic | Pressurized
9014001 | 4 | Flapper Valve | 1990-04-14 | no | 1990-04-14 | no | Currently in Use | Premium | 6000 | Galvanic (STIP-3) | 1990-04-14 | Fiberglass Reinforced Plastic | Pressurized
9014002 | 1 | Flapper Valve | 1989-07-15 |  | 1989-07-15 |  | Removed from Ground | Gas (Historical Use) | 2000 | Galvanic (STIP-3) | 1989-07-15 | Cathodically Protected | Safe Suction (Euro)
9014002 | 2 | Flapper Valve | 1989-07-15 |  | 1989-07-15 |  | Removed from Ground | Diesel | 2000 | Galvanic (STIP-3) | 1989-07-15 | Cathodically Protected | Safe Suction (Euro)
9014002 | 3 | Flapper Valve | 2006-08-01 | no | 2006-08-01 | no | Currently in Use | Diesel | 2500 | Fiberglass Double Walled | 2006-08-01 | Fiberglass Reinforced Plastic | Safe Suction (Euro)
9014005 | 1 | [5 empty] | Removed from Ground | Gas (Historical Use) | 4000 | Bare Steel | 1982-01-01 | Galvanized Steel
9014005 | 2 | [5 empty] | Removed from Ground | Gas (Historical Use) | 4000 | Bare Steel | 1982-01-01 | Galvanized Steel
9014005 | 3 | [5 empty] | Removed from Ground | Gas (Historical Use) | 4000 | Bare Steel | 1982-01-01 | Galvanized Steel
9014005 | 4 | [5 empty] | Removed from Ground | Gas (Historical Use) | 4000 | Bare Steel | 1982-01-01 | Galvanized Steel
9014007 | 1 | [5 empty] | Removed from Ground | Gas (Historical Use) | 2000 | Bare Steel | 1973-01-01 | Galvanized Steel | Suction (American)
9014007 | 2 | [5 empty] | Removed from Ground | Gas (Historical Use) | 2000 | Bare Steel | 1973-01-01 | Galvanized Steel | Suction (American)
9014008 | 1 | [5 empty] | Removed from Ground | Gas (Historical Use) | 4000 | Bare Steel | 1958-01-01 | Galvanized Steel
9014008 | 2 | [5 empty] | Removed from Ground | Gas (Historical Use) | 1000 | Bare Steel | 1961-04-21 | Bare Steel
9014010 | 1 | [5 empty] | Removed from Ground | Diesel | 500 | Bare Steel | 1992-05-18 | Galvanized Steel | Safe Suction (Euro)
9014012 | 1 | [5 empty] | Removed from Ground | Gas (Historical Use) | 6000 | Cathodically Protected Steel | 1988-03-30 | Galvanized Steel
9014012 | 2 | [5 empty] | Removed from Ground | Gas (Historical Use) | 6000 | Cathodically Protected Steel | 1988-03-30 | Galvanized Steel
9014012 | 3 | [5 empty] | Removed from Ground | Gas (Historical Use) | 6000 | Cathodically Protected Steel | 1988-03-30 | Galvanized Steel
9014012 | 4 | [5 empty] | Removed from Ground | Diesel | 6000 | Cathodically Protected Steel | 1988-03-30 | Galvanized Steel
9014014 | 1 |  | 1990-02-01 | no | 1990-02-01 | no | Currently in Use | Gas (Historical Use) | 12000 | Galvanic (STIP-3) | 1990-02-01 | Fiberglass Reinforced Plastic | Safe Suction (Euro)
9014015 | 1 | Ball Float | 1998-11-10 | no | 1998-11-10 | no | Removed from Ground | Gas (Historical Use) | 4000 | Galvanic (STIP-3) | 1996-11-10 | Fiberglass Reinforced Plastic | Pressurized
9014016 | 1 | [5 empty] | Removed from Ground | Diesel | 550 | Bare Steel | 1995-11-28 | Galvanized Steel | Suction (American)
9014016 | 2 | Flapper Valve | 1995-11-01 | no | 1995-11-01 | no | Currently in Use | Diesel | 550 | Galvanic (STIP-3) | 1995-11-01 | Copper | Suction (American)
9014017 | 1 | Ball Float | 1997-09-01 | no | 1997-09-01 | no | Currently in Use | E-10 | 8000 | Galvanic (STIP-3) | 1987-09-18 | Double-Walled Fiberglass | Pressurized
9014017 | 2 | Ball Float | 1997-09-01 | no | 1997-09-01 | no | Currently in Use | Premium | 8000 | Galvanic (STIP-3) | 1987-09-18 | Double-Walled Fiberglass | Pressurized
9014017 | 3 | Ball Float | 1997-09-01 | no | 1997-09-01 | no | Currently in Use | Diesel | 6000 | Galvanic (STIP-3) | 1987-09-18 | Double-Walled Fiberglass | Pressurized
9014018 | 1 | [5 empty] | Removed from Ground | Diesel | 8000 | Not Marked/Unknown | 1989-06-01 | Not Marked
9014018 | 2 | [5 empty] | Removed from Ground | Gas (Historical Use) | 6000 | Not Marked/Unknown | 1989-11-01 | Not Marked
9014019 | 1 | [5 empty] | Removed from Ground | Gas (Historical Use) | 10000 | Bare Steel | 1985-01-01 | Galvanized Steel | Suction (American)
9014019 | 2 | [5 empty] | Removed from Ground | Gas (Historical Use) | 10000 | Bare Steel | 1985-01-01 | Galvanized Steel | Suction (American)
9014019 | 3 | [5 empty] | Removed from Ground | Diesel | 10000 | Bare Steel | 1985-01-01 | Galvanized Steel | Suction (American)
9014019 | 4 |  |  | yes |  | yes | Removed from Ground | Used Oil | 2000 | Not Marked/Unknown | 1997-08-27 | Not Marked
9014020 | 1 | Overfill Alarm | 1995-10-02 | no | 1995-10-02 | yes | Temporarily out of use | E-10 | 10000 | Galvanic (STIP-3) | 1995-09-15 | Fiberglass Reinforced Plastic | Pressurized
9014020 | 2 | Flapper Valve | 1995-10-02 | no | 1995-10-02 | yes | Temporarily out of use | Premium | 8000 | Galvanic (STIP-3) | 1995-09-15 | Fiberglass Reinforced Plastic | Pressurized
9014021 | 1 | [5 empty] | Removed from Ground | Other | 550 | Marked Unknown | 1995-11-01 | Unknown
9014022 | 1 | [5 empty] | Removed from Ground | Diesel | 3000 | Not Marked/Unknown | 1996-06-13 | Not Marked
9014023 | 1 | [5 empty] | Removed from Ground | Diesel | 1000 | Not Marked/Unknown | 1997-02-10 | Not Marked
9014023 | 2 | [5 empty] | Removed from Ground | Gas (Historical Use) | 1000 | Not Marked/Unknown | 1997-02-10 | Not Marked
9014023 | 3 | [5 empty] | Removed from Ground | Kerosene | 1000 | Not Marked/Unknown | 1997-02-10 | Not Marked
9014025 | 1 | [5 empty] | Removed from Ground | Gas (Historical Use) | 1000 | Marked Unknown | 1997-08-20 | Unknown
9014026 | 1 |  | 1997-08-19 |  | 1997-08-19 |  | Currently in Use | Diesel | 8000 | Composite | 1997-08-19 | Fiberglass Reinforced Plastic | Safe Suction (Euro)
9014026 | 2 |  | 1997-08-19 |  | 1997-08-19 |  | Currently in Use | Gas (Historical Use) | 10000 | Composite | 1997-08-19 | Fiberglass Reinforced Plastic | Safe Suction (Euro)
9014027 | 1A | Ball Float | 2000-03-01 | no | 2000-03-01 | no | Currently in Use | E-10 | 12000 | Composite Double Walled | 2000-03-01 | Double-Walled Flex | Pressurized
9014027 | 1B | Ball Float | 2000-03-01 | no | 2000-03-01 | no | Currently in Use | Premium | 8000 | Composite Double Walled | 2000-03-01 | Double-Walled Flex | Pressurized
9014028 | 1A | Flapper Valve | 2000-09-22 | no | 2000-09-22 | no | Currently in Use | E-10 | 10000 | Composite | 2000-09-22 | Double-Walled Flex | Pressurized
9014028 | 1B | Flapper Valve | 2000-09-22 | no | 2000-09-22 | no | Currently in Use | Premium | 5000 | Composite | 2000-09-22 | Double-Walled Flex | Pressurized
9014029 | 1 | Flapper Valve | 2001-02-02 |  | 2001-02-02 |  | Currently in Use | Gas (Historical Use) | 12000 | Composite | 2001-02-02 | Double-Walled Flex | Pressurized
9014029 | 2 | Flapper Valve | 2001-02-02 |  | 2001-02-02 |  | Currently in Use | Gas (Historical Use) | 12000 | Composite | 2001-02-02 | Double-Walled Flex | Pressurized
9014029 | 3 | Flapper Valve | 2001-02-02 |  | 2001-02-02 |  | Currently in Use | Diesel | 12000 | Composite | 2001-02-02 | Double-Walled Flex | Pressurized
9015002 | 1 | [5 empty] | Removed from Ground | Gas (Historical Use) | 1500 | Marked Unknown | 1973-01-01 | Galvanized Steel
9015003 | 1 | Flapper Valve | 1998-12-14 | no | 1998-12-14 | no | Currently in Use | Premium | 6000 | Steel-Impressed Current | 1999-01-05 | Fiberglass Reinforced Plastic | Pressurized
9015003 | 2 | Flapper Valve | 1998-12-14 | no | 1998-12-14 | no | Currently in Use | E-10 | 8000 | Steel-Impressed Current | 1999-01-05 | Fiberglass Reinforced Plastic | Pressurized
9015004 | 1 | [5 empty] | Removed from Ground | Gas (Historical Use) | 550 | Bare Steel | 1957-01-01 | Bare Steel
9015004 | 2 | [5 empty] | Removed from Ground | Diesel | 550 | Bare Steel | 1957-01-01 | Bare Steel
9015004 | 3 | [5 empty] | Removed from Ground | Diesel | 550 | Bare Steel | 1986-01-01 | Bare Steel
9015004 | 4 |  | 1990-01-01 |  | 1990-01-01 |  | Removed from Ground | Diesel | 1000 | Galvanic (STIP-3) | 1990-01-01 | Cathodically Protected
9015004 | 5 |  | 1990-01-01 |  | 1990-01-01 |  | Removed from Ground | Gas (Historical Use) | 550 | Galvanic (STIP-3) | 1990-01-01 | Cathodically Protected
9015005 | 1 | Overfill Alarm | 1989-01-01 | no | 1989-01-01 | no | Currently in Use | E-10 | 12000 | Fiberglass | 1989-01-01 | Fiberglass Reinforced Plastic | Pressurized
9015005 | 2 | Overfill Alarm | 1989-01-01 | no | 1989-01-01 | no | Currently in Use | Diesel | 12000 | Fiberglass | 1989-01-01 | Fiberglass Reinforced Plastic | Pressurized
9015005 | 3 | Overfill Alarm | 1989-01-01 | no | 1989-01-01 | no | Currently in Use | Premium | 12000 | Fiberglass | 1989-01-01 | Fiberglass Reinforced Plastic | Pressurized
9015006 | 1 |  | 1996-02-17 |  | 1996-02-17 |  | Removed from Ground | Gas (Historical Use) | 4000 | Steel-Impressed Current | 1976-01-01 | Cathodically Protected | Pressurized
9015006 | 2 |  | 1996-02-17 |  | 1996-02-17 |  | Removed from Ground | Gas (Historical Use) | 4000 | Steel-Impressed Current | 1976-01-01 | Cathodically Protected | Pressurized
9015006 | 3 |  | 1996-02-17 |  | 1996-02-17 |  | Removed from Ground | Gas (Historical Use) | 4000 | Steel-Impressed Current | 1976-01-01 | Cathodically Protected | Pressurized
9015006 | 5 | Ball Float | 2006-06-01 | no | 2006-06-01 | no | Currently in Use | E-10 | 15000 | Composite | 2006-06-01 | Double-Walled Flex | Pressurized
9015006 | 6A | Ball Float | 2006-06-01 | no | 2006-06-01 | no | Currently in Use | Premium | 4000 | Composite | 2006-06-01 | Double-Walled Flex | Pressurized
9015006 | 6B | Ball Float | 2006-06-01 | no | 2006-06-01 | no | Currently in Use | Diesel | 4000 | Composite | 2006-06-01 | Double-Walled Flex | Pressurized
9015007 | 1 |  | 1992-09-30 |  | 1992-09-30 |  | Currently in Use | Gas (Historical Use) | 3000 | Galvanic (STIP-3) | 1992-09-30 | Fiberglass Reinforced Plastic | Pressurized
9015007 | 2 |  | 1992-09-30 |  | 1992-09-30 |  | Currently in Use | Gas (Historical Use) | 6000 | Galvanic (STIP-3) | 1992-09-30 | Fiberglass Reinforced Plastic | Pressurized
9015007 | 3 |  | 1992-09-30 |  | 1992-09-30 |  | Currently in Use | Gas (Historical Use) | 3000 | Galvanic (STIP-3) | 1992-09-30 | Fiberglass Reinforced Plastic | Pressurized
9015007 | 4A |  | 2011-07-11 |  | 2011-07-11 |  | Currently in Use | Gas (Historical Use) | 4000 | Composite | 2011-07-11 | Double-Walled Fiberglass | Pressurized
9015007 | 4B |  | 2011-07-11 |  | 2011-07-11 |  | Currently in Use | Diesel | 4000 | Composite | 2011-07-11 | Double-Walled Fiberglass | Pressurized
9015008 | 1 | [5 empty] | Removed from Ground | Gas (Historical Use) | 280 | Bare Steel | 1993-02-06 | Bare Steel
9015008 | 2 | [5 empty] | Removed from Ground | Gas (Historical Use) | 280 | Bare Steel | 1993-02-06 | Bare Steel
9015011 | 1 |  | 1991-10-01 |  | 1991-10-01 |  | Removed from Ground | Gas (Historical Use) | 4010 | Cathodically Protected Steel | 1983-05-07 | Fiberglass Reinforced Plastic | Pressurized
9015011 | 2 |  | 1991-10-01 |  | 1991-10-01 |  | Removed from Ground | Gas (Historical Use) | 4010 | Cathodically Protected Steel | 1983-05-07 | Fiberglass Reinforced Plastic | Pressurized
9015011 | 3 |  | 1991-10-01 |  | 1991-10-01 |  | Removed from Ground | Gas (Historical Use) | 4010 | Cathodically Protected Steel | 1983-05-07 | Fiberglass Reinforced Plastic | Pressurized
9015011 | 4 |  | 1998-12-20 |  | 1998-12-20 |  | Removed from Ground | Diesel | 3010 | Cathodically Protected Steel | 1983-05-07 | Fiberglass Reinforced Plastic | Safe Suction (Euro)
9015011 | 5 |  | 1998-12-20 |  | 1998-12-20 |  | Removed from Ground | Diesel | 3009 | Cathodically Protected Steel | 1983-05-07 | Fiberglass Reinforced Plastic | Safe Suction (Euro)
9015011 | 6 |  | 1998-12-20 |  | 1998-12-20 |  | Removed from Ground | Kerosene | 2000 | Cathodically Protected Steel | 1983-05-07 | Fiberglass Reinforced Plastic | Safe Suction (Euro)
9015011 | 7 |  |  | no |  | no | Removed from Ground | Gas (Historical Use) | 2000 | Cathodically Protected Steel | 2004-03-10 | Unknown
9015011 | 8 |  |  | no |  | no | Removed from Ground | Gas (Historical Use) | 2000 | Cathodically Protected Steel | 2004-03-10 | Unknown
9015013 | 559D1 | [5 empty] | Removed from Ground | Diesel | 1000 | Bare Steel | 2002-02-01 | Galvanized Steel | Safe Suction (Euro)
9015013 | 559G1 | [5 empty] | Removed from Ground | Gas (Historical Use) | 1000 | Bare Steel | 2002-02-01 | Galvanized Steel | Safe Suction (Euro)
9015014 | 1 |  | 1998-12-01 |  | 1998-12-01 |  | Currently in Use | Gas (Historical Use) | 6000 | Galvanic (STIP-3) | 1984-11-15 | Cathodically Protected | Suction (American)
9015014 | 2 |  | 1998-12-01 |  | 1998-12-01 |  | Currently in Use | Diesel | 4000 | Steel-Impressed Current | 1984-11-15 | Cathodically Protected | Suction (American)
9015014 | 3 |  | 1998-12-01 |  | 1998-12-01 |  | Currently in Use | Diesel | 4000 | Steel-Impressed Current | 1984-11-15 | Cathodically Protected | Suction (American)
9015015 | 1 | [5 empty] | Removed from Ground | Gas (Historical Use) | 5000 | Marked Unknown | 1995-12-16 | Unknown | Gravity Fed
9015015 | 2 | [5 empty] | Removed from Ground | Gas (Historical Use) | 2000 | Marked Unknown | 1995-12-16 | Unknown
9015016 | 1 |  | 1993-01-01 | no | 1993-01-01 | no | Currently in Use | E-10 | 10000 | Fiberglass | 1988-12-01 | Flex | Pressurized
9015016 | 2 | Flapper Valve | 1993-01-01 | no | 1993-01-01 | no | Currently in Use | Premium | 10000 | Fiberglass | 1988-12-01 | Flex | Pressurized
9015016 | 3 |  | 1993-01-01 | no | 1993-01-01 | no | Currently in Use | E-0 | 10000 | Fiberglass | 1988-12-01 | Flex | Pressurized
9015016 | 4 |  | 1993-01-01 | no | 1993-01-01 | no | Currently in Use | Diesel | 10000 | Fiberglass | 1988-12-01 | Flex | Pressurized
9015017 | 1 | [5 empty] | Removed from Ground | Gas (Historical Use) | 500 | Bare Steel | 1995-06-01 | Galvanized Steel | Suction (American)
9015017 | 2 | [5 empty] | Removed from Ground | Gas (Historical Use) | 500 | Bare Steel | 1995-06-01 | Galvanized Steel | Suction (American)
9015017 | 3 | [5 empty] | Removed from Ground | Gas (Historical Use) | 500 | Bare Steel | 1995-06-01 | Galvanized Steel | Suction (American)
9015017 | 4A |  | 1995-06-01 |  | 1995-06-01 |  | Currently in Use | Gas (Historical Use) | 5000 | Galvanic (STIP-3) | 1995-06-01 | Fiberglass Reinforced Plastic | Pressurized
9015017 | 4B |  | 2009-06-01 | no | 1995-06-01 | no | Currently in Use | Gas (Historical Use) | 3000 | Galvanic (STIP-3) | 1995-06-01 | Fiberglass Reinforced Plastic | Pressurized
9015018 | 1 | Flapper Valve | 1996-08-23 | no | 1996-08-23 | no | Currently in Use | Regular | 10000 | Galvanic (STIP-3) | 1986-01-01 | Fiberglass Reinforced Plastic | Pressurized
9015018 | 2 | Flapper Valve | 1996-08-23 | no | 1996-08-23 | no | Currently in Use | Regular | 10000 | Galvanic (STIP-3) | 1986-01-01 | Fiberglass Reinforced Plastic | Pressurized
9015018 | 3 | Flapper Valve | 1996-08-23 | no | 1996-08-23 | no | Currently in Use | Premium | 10000 | Galvanic (STIP-3) | 1986-01-01 | Fiberglass Reinforced Plastic | Pressurized
9015018 | 4 | Flapper Valve | 1996-08-23 | no | 1996-08-23 | no | Currently in Use | Diesel | 10000 | Galvanic (STIP-3) | 1986-01-01 | Fiberglass Reinforced Plastic | Pressurized
9015018 | 5 | Exempted | 1996-08-23 | no | 1996-08-23 | no | Temporarily out of use | Kerosene | 560 | Galvanic (STIP-3) | 1986-01-01 | Fiberglass Reinforced Plastic | Suction (American)
9015019 | 1 | Ball Float | 1994-07-01 | no | 1994-07-01 | no | Currently in Use | E-10 | 10000 | Composite | 1994-07-01 | Fiberglass Reinforced Plastic | Pressurized
9015019 | 2 | Ball Float | 1994-07-01 | no | 1994-07-01 | no | Currently in Use | Premium | 6000 | Composite | 1994-07-01 | Fiberglass Reinforced Plastic | Pressurized
9015020 | 1 |  | 1994-02-01 |  | 1994-02-01 |  | Currently in Use | Gas (Historical Use) | 10000 | Double Walled | 1986-03-01 | Cathodically Protected | Pressurized
9015020 | 2 |  | 1994-02-01 |  | 1994-02-01 |  | Currently in Use | Gas (Historical Use) | 10000 | Double Walled | 1986-03-01 | Cathodically Protected | Pressurized
9015020 | 3 |  | 1994-02-01 |  | 1994-02-01 |  | Currently in Use | Gas (Historical Use) | 8000 | Double Walled | 1986-03-01 | Cathodically Protected | Pressurized
9015020 | 4 |  | 1994-02-01 |  | 1994-02-01 |  | Removed from Ground | Diesel | 10000 | Cathodically Protected Steel | 1986-03-01 | Galvanized Steel | Pressurized
9015021 | 1 | [5 empty] | Closed in Ground | Gas (Historical Use) | 4000 | Bare Steel | 1956-01-01 | Galvanized Steel | Suction (American)
9015021 | 2 | [5 empty] | Removed from Ground | Gas (Historical Use) | 2000 | Bare Steel | 1956-01-01 | Galvanized Steel | Suction (American)
9015025 | 1 |  | 1990-07-01 |  | 1990-07-01 |  | Currently in Use | Gas (Historical Use) | 10000 | Steel-Impressed Current | 1990-07-01 | Fiberglass Reinforced Plastic | Pressurized
9015025 | 2 |  | 1990-07-01 |  | 1990-07-01 |  | Currently in Use | Gas (Historical Use) | 10000 | Steel-Impressed Current | 1990-07-01 | Fiberglass Reinforced Plastic | Pressurized
9015025 | 3 |  | 1990-07-01 |  | 1990-07-01 |  | Currently in Use | Gas (Historical Use) | 10000 | Steel-Impressed Current | 1990-07-01 | Fiberglass Reinforced Plastic | Pressurized
9015025 | 4 |  | 1990-07-01 |  | 1990-07-01 |  | Currently in Use | Diesel | 6000 | Steel-Impressed Current | 1990-07-01 | Fiberglass Reinforced Plastic | Pressurized
9015026 | 1 |  | 1991-12-18 | no | 1991-12-18 | no | Currently in Use | Gas (Historical Use) | 8000 | Galvanic (STIP-3) | 1992-01-01 | Fiberglass Reinforced Plastic | Pressurized
9015026 | 2 |  | 1991-12-18 | no | 1991-12-18 | no | Currently in Use | Gas (Historical Use) | 8000 | Galvanic (STIP-3) | 1992-01-01 | Fiberglass Reinforced Plastic | Pressurized
9015026 | 3 |  | 1991-12-18 | no | 1991-12-18 | no | Currently in Use | Gas (Historical Use) | 8000 | Galvanic (STIP-3) | 1992-01-01 | Fiberglass Reinforced Plastic | Pressurized
9015026 | 4 |  | 1991-12-18 | no | 1991-12-18 | no | Currently in Use | Diesel | 3000 | Galvanic (STIP-3) | 1992-01-01 | Fiberglass Reinforced Plastic | Safe Suction (Euro)
9015026 | 5 |  | 1991-12-18 | no | 1991-12-18 | no | Currently in Use | Diesel | 8000 | Galvanic (STIP-3) | 1992-01-01 | Fiberglass Reinforced Plastic | Pressurized
9015027 | 1 |  | 1995-08-29 |  | 1995-08-29 |  | Removed from Ground | Gas (Historical Use) | 2000 | Cathodically Protected Steel | 2002-03-15 | Cathodically Protected | Safe Suction (Euro)
9015034 | 1 | [5 empty] | Removed from Ground | Gas (Historical Use) | 3000 | Bare Steel | 1997-07-25 | Bare Steel | Suction (American)
9015034 | 2 | [5 empty] | Removed from Ground | Gas (Historical Use) | 2000 | Bare Steel | 1997-07-25 | Bare Steel | Suction (American)
9015034 | 3 | [5 empty] | Removed from Ground | Gas (Historical Use) | 550 | Bare Steel | 1997-07-25 | Bare Steel | Suction (American)
9015034 | 4 | [5 empty] | Removed from Ground | Gas (Historical Use) | 550 | Bare Steel | 1997-07-25 | Bare Steel | Suction (American)
9015035 | 1 |  |  | yes |  | yes | Removed from Ground | Used Oil | 3000 | Not Marked/Unknown | 1997-03-29 | Not Marked
9015036 | 1 | Ball Float | 1997-07-01 | no | 1997-07-01 | no | Currently in Use | E-10 | 12000 | Composite | 1997-07-01 | Flex | Pressurized
9015036 | 2A | Ball Float | 1997-07-01 | no | 1997-07-01 | no | Currently in Use | Premium | 6000 | Composite | 1997-07-01 | Flex | Pressurized
9015036 | 2B | Ball Float | 1997-07-01 | no | 1997-07-01 | no | Currently in Use | Diesel | 4000 | Composite | 1997-07-01 | Flex | Pressurized
9015036 | 2C | Ball Float | 1997-07-01 | no | 1997-07-01 | no | Currently in Use | Kerosene | 2000 | Composite | 1997-07-01 | Flex | Pressurized
9015038 | 1 | Ball Float | 1998-03-01 |  | 1998-03-01 |  | Currently in Use | Gas (Historical Use) | 12000 | Composite | 1998-03-01 | Fiberglass Reinforced Plastic | Pressurized
9015038 | 2 | Ball Float | 1998-03-01 | no | 1998-03-01 | no | Currently in Use | Premium | 10000 | Composite | 1998-03-01 | Fiberglass Reinforced Plastic | Pressurized
9015039 | 1 | [5 empty] | Currently in Use | Gas (Historical Use) | 10000 | Not Marked/Unknown |  | Not Marked
9015039 | 2 | [5 empty] | Currently in Use | Other | 10000 | Not Marked/Unknown |  | Not Marked
9015039 | 3 | [5 empty] | Currently in Use | Other | 6000 | Not Marked/Unknown |  | Not Marked
9015039 | 4 | [5 empty] | Currently in Use | Diesel | 10000 | Not Marked/Unknown |  | Not Marked
9015040 | 1 | [5 empty] | Closed in Ground | Gas (Historical Use) | 0 | Marked Unknown | 1975-01-01 | Unknown
9015040 | 2 | [5 empty] | Closed in Ground | Gas (Historical Use) | 0 | Marked Unknown | 1975-01-01 | Unknown
9015040 | 3 | [5 empty] | Closed in Ground | Diesel | 0 | Marked Unknown | 1975-01-01 | Unknown
9015040 | 4 | [5 empty] | Removed from Ground | Gas (Historical Use) | 0 | Marked Unknown | 1999-01-01 | Unknown
9015041 | 1 | [5 empty] | Removed from Ground | Gas (Historical Use) | 2000 | Epoxy | 1980-01-01 | Galvanized Steel | Suction (American)
9015042 | 1A |  | 1999-06-01 |  | 1999-06-01 |  | Currently in Use | Gas (Historical Use) | 10000 | Composite | 1999-06-01 | Fiberglass Reinforced Plastic | Pressurized
9015042 | 1B |  | 1999-06-01 |  | 1999-06-01 |  | Currently in Use | Gas (Historical Use) | 5000 | Composite | 1999-06-01 | Fiberglass Reinforced Plastic | Pressurized
9015043 | 1A | Flapper Valve | 1999-09-01 | no | 1999-09-01 | no | Currently in Use | E-10 | 8500 | Composite | 1999-09-01 | Fiberglass Reinforced Plastic | Pressurized
9015043 | 1B | Flapper Valve | 1999-09-01 | no | 1999-09-01 | no | Currently in Use | Premium | 3500 | Composite | 1999-09-01 | Fiberglass Reinforced Plastic | Pressurized
9015044 | UL759852 | Flapper Valve | 1999-05-20 | no | 1999-05-20 | no | Currently in Use | E-0 | 2500 | Fiberglass Double Walled | 1999-05-20 | Double-Walled Fiberglass | Pressurized
9015045 | 1 | [5 empty] | Removed from Ground | Gas (Historical Use) | 0 | Not Marked/Unknown |  | Not Marked
9015046 | 1 |  | 2000-06-15 |  | 2000-06-15 |  | Removed from Ground | Gas (Historical Use) | 2000 | Composite | 2000-06-15 | Double Walled | Pressurized
9015046 | 2 |  | 2007-12-01 | no | 2007-12-01 | no | Removed from Ground | Diesel | 3000 | Composite | 2007-12-01 | Not Marked | Pressurized
9015047 | 1 | Ball Float | 2001-02-01 | no | 2001-02-01 | no | Currently in Use | E-10 | 10000 | Composite | 2001-02-01 | Double-Walled Flex | Pressurized
9015047 | 2A | Ball Float | 2001-02-01 | no | 2001-02-01 | no | Currently in Use | Premium | 6000 | Composite | 2001-02-01 | Double-Walled Flex | Pressurized
9015047 | 2B | Ball Float | 2001-02-01 | no | 2001-02-01 | no | Currently in Use | Diesel | 4000 | Composite | 2001-02-01 | Double-Walled Flex | Pressurized
9015048 | 1 | [5 empty] | Removed from Ground | Gas (Historical Use) | 4000 | Bare Steel | 2001-01-01 | Bare Steel | Safe Suction (Euro)
9015048 | 2 | [5 empty] | Removed from Ground | Gas (Historical Use) | 4000 | Bare Steel | 2001-01-01 | Bare Steel | Safe Suction (Euro)
9015048 | 3 | [5 empty] | Removed from Ground | Gas (Historical Use) | 4000 | Bare Steel | 2001-01-01 | Bare Steel | Safe Suction (Euro)
9015049 | 1 | [5 empty] | Removed from Ground | Gas (Historical Use) | 2000 | Marked Unknown | 2001-09-06 | Unknown
9016001 | 1 | [5 empty] | Removed from Ground | Gas (Historical Use) | 1000 | Not Marked/Unknown | 1991-03-14 | Not Marked
9016001 | 2459 | [5 empty] | Permanently Out of Use - historical purposes | Diesel | 1000 | Tank Jacket | 1991-03-14 | Copper | Suction (American)
9016001 | 3270 | [5 empty] | Permanently Out of Use - historical purposes | Diesel | 550 | Tank Jacket | 1991-03-07 | Copper | Suction (American)
9016002 | 1 |  | 1990-05-01 |  | 1990-05-01 |  | Currently in Use | Gas (Historical Use) | 8000 | Bare Steel | 1972-01-01 | Fiberglass Reinforced Plastic | Pressurized
9016002 | 2 |  | 1990-05-01 |  | 1990-05-01 |  | Currently in Use | Gas (Historical Use) | 8000 | Bare Steel | 1972-01-01 | Fiberglass Reinforced Plastic | Pressurized
9016002 | 3 |  | 1990-05-01 |  | 1990-05-01 |  | Currently in Use | Gas (Historical Use) | 8000 | Bare Steel | 1972-01-01 | Fiberglass Reinforced Plastic | Pressurized
9016003 | 31D1 | [5 empty] | Removed from Ground | Diesel | 6000 | Bare Steel | 1978-01-01 | Galvanized Steel
9016003 | 31D2 | Flapper Valve | 1994-08-02 | no | 1994-08-02 | no | Currently in Use | Diesel | 10000 | Composite | 1994-08-02 | Flex | Pressurized
9016003 | 31G1 | [5 empty] | Removed from Ground | Gas (Historical Use) | 10000 | Bare Steel | 1978-01-01 | Galvanized Steel
9016003 | 31G2 | [5 empty] | Closed in Ground | Gas (Historical Use) | 10000 | Composite | 1994-08-02 | Fiberglass Reinforced Plastic | Pressurized
9016004 | 1 | [5 empty] | Removed from Ground | Gas (Historical Use) | 8000 | Cathodically Protected Steel | 1989-01-01 | Fiberglass Reinforced Plastic | Suction (American)
9016004 | 2 | [5 empty] | Removed from Ground | Gas (Historical Use) | 8000 | Cathodically Protected Steel | 1989-01-01 | Fiberglass Reinforced Plastic | Suction (American)
9016004 | 3 | [5 empty] | Removed from Ground | Gas (Historical Use) | 8000 | Cathodically Protected Steel | 1989-01-01 | Fiberglass Reinforced Plastic | Suction (American)
9016005 | 1 | [5 empty] | Removed from Ground | Gas (Historical Use) | 560 | Bare Steel | 1975-01-01 | Galvanized Steel
9016007 | 1 | [5 empty] | Removed from Ground | Gas (Historical Use) | 560 | Bare Steel | 1986-01-01 | Galvanized Steel | Safe Suction (Euro)
9016008 | 1 |  | 1990-01-01 |  | 1990-01-01 |  | Currently in Use | Gas (Historical Use) | 8000 | Cathodically Protected Steel | 1990-01-01 | Fiberglass Reinforced Plastic | Pressurized
9016008 | 2 |  | 1990-01-01 |  | 1990-01-01 |  | Currently in Use | Gas (Historical Use) | 8000 | Cathodically Protected Steel | 1990-01-01 | Fiberglass Reinforced Plastic | Pressurized
9016008 | 3 |  | 1990-01-01 |  | 1990-01-01 |  | Currently in Use | Gas (Historical Use) | 10000 | Cathodically Protected Steel | 1990-01-01 | Fiberglass Reinforced Plastic | Pressurized
9016009 | 1 | [5 empty] | Removed from Ground | Gas (Historical Use) | 1000 | Bare Steel | 1984-01-01 | Galvanized Steel
9016009 | 2 | [5 empty] | Removed from Ground | Diesel | 550 | Bare Steel | 1984-01-01 | Galvanized Steel
9016010 | 1 |  | 1990-06-02 |  | 1990-06-02 |  | Removed from Ground | Gas (Historical Use) | 4000 | Galvanic (STIP-3) | 1990-06-02 | Double Walled | Pressurized
9016010 | 2 |  | 1990-06-02 |  | 1990-06-02 |  | Removed from Ground | Gas (Historical Use) | 4000 | Steel-Impressed Current | 1982-01-01 | Double Walled | Pressurized
9016010 | 3 |  | 1990-06-02 |  | 1990-06-02 |  | Removed from Ground | Gas (Historical Use) | 4000 | Steel-Impressed Current | 1982-01-01 | Double Walled | Pressurized
9016010 | 4 |  | 1997-05-01 |  | 1997-05-01 |  | Removed from Ground | Gas (Historical Use) | 4000 | Steel-Impressed Current | 1982-01-01 | Double Walled | Pressurized
9016010 | 5 |  | 2015-06-01 | no | 2015-06-01 | no | Currently in Use | Gas (Historical Use) | 12000 | Composite Double Walled | 2015-06-01 | Double-Walled Fiberglass | Pressurized
9016010 | 6a |  | 2015-06-01 | no | 2015-06-01 | no | Currently in Use | Gas (Historical Use) | 4000 | Composite Double Walled | 2015-06-01 | Double-Walled Fiberglass | Pressurized
9016010 | 6b |  | 2015-06-01 | no | 2015-06-01 | no | Currently in Use | Diesel | 4000 | Composite Double Walled | 2015-06-01 | Double-Walled Fiberglass | Pressurized
9016011 | 1 |  | 1995-01-30 |  | 1995-01-30 |  | Currently in Use | Diesel | 10000 | Fiberglass Double Walled | 1990-01-01 | Double-Walled Flex | Pressurized
9016012 | 1 | [5 empty] | Removed from Ground | Other | 3000 | Marked Unknown | 1969-01-01 | Unknown
9016012 | 2 | [5 empty] | Removed from Ground | Other | 3000 | Marked Unknown | 1969-01-01 | Unknown
9016012 | 3 | [5 empty] | Removed from Ground | Other | 3000 | Marked Unknown | 1969-01-01 | Unknown
9016014 | 1 |  | 1992-05-04 |  | 1992-05-04 |  | Removed from Ground | Gas (Historical Use) | 10000 | Cathodically Protected Steel | 1992-05-04 | Fiberglass Reinforced Plastic | Pressurized
9016014 | 2 |  | 1992-05-04 |  | 1992-05-04 |  | Removed from Ground | Diesel | 2000 | Cathodically Protected Steel | 1992-05-04 | Fiberglass Reinforced Plastic | Pressurized
9016014 | 3-AST |  |  | yes |  | yes | Removed from Ground | Used Oil | 1 | Marked Unknown | 1992-06-01 | Unknown
9016014 | 4 | [5 empty] | Removed from Ground | Gas (Historical Use) | 8000 | Bare Steel | 1975-04-03 | Galvanized Steel
9016014 | 5 | [5 empty] | Removed from Ground | Diesel | 1000 | Bare Steel | 1970-04-02 | Galvanized Steel
9016014 | 6 | [5 empty] | Removed from Ground | Empty | 285 | Bare Steel | 1976-04-02 | Galvanized Steel
9016015 | 1 | [5 empty] | Removed from Ground | Empty | 1000 | Not Marked/Unknown | 1992-02-03 | Not Marked
9016015 | 2 | [5 empty] | Removed from Ground | Empty | 1000 | Not Marked/Unknown | 1992-02-03 | Not Marked
9016015 | 3 | [5 empty] | Removed from Ground | Empty | 280 | Not Marked/Unknown | 1992-02-03 | Not Marked
9016015 | 4 | [5 empty] | Removed from Ground | Empty | 1000 | Not Marked/Unknown | 1992-02-03 | Not Marked
9016015 | 5 |  |  | yes |  | yes | Removed from Ground | Empty | 550 | Not Marked/Unknown | 1992-02-03 | Not Marked
9016016 | 1 | [5 empty] | Closed in Ground | Empty | 4000 | Bare Steel | 1954-01-01 | Galvanized Steel | Pressurized
9016016 | 2 | [5 empty] | Closed in Ground | Empty | 4000 | Bare Steel | 1954-01-01 | Galvanized Steel | Pressurized
9016016 | 3 | [5 empty] | Closed in Ground | Empty | 4000 | Bare Steel | 1954-01-01 | Galvanized Steel | Pressurized
9016016 | 4 | [5 empty] | Closed in Ground | Empty | 4000 | Bare Steel | 1954-01-01 | Galvanized Steel | Pressurized
9016016 | 5 |  | 1990-08-01 |  | 1990-08-01 |  | Removed from Ground | Diesel | 4000 | Bare Steel | 1984-01-01 | Galvanized Steel | Pressurized
9016017 | 1 | [5 empty] | Removed from Ground | Gas (Historical Use) | 5000 | Marked Unknown | 1967-06-01 | Galvanized Steel
9016017 | 2 | [5 empty] | Removed from Ground | Gas (Historical Use) | 2500 | Marked Unknown | 1967-06-01 | Galvanized Steel
9016017 | 3 | [5 empty] | Removed from Ground | Diesel | 2500 | Marked Unknown | 1967-06-01 | Galvanized Steel
9016018 | 1 |  | 1989-09-01 |  | 1989-09-01 |  | Currently in Use | Gas (Historical Use) | 10000 | Composite | 1989-09-01 | Fiberglass Reinforced Plastic | Pressurized
9016018 | 2 |  | 1989-09-01 |  | 1989-09-01 |  | Currently in Use | Gas (Historical Use) | 10000 | Composite | 1989-09-01 | Fiberglass Reinforced Plastic | Pressurized
9016018 | 3 |  | 1989-09-01 |  | 1989-09-01 |  | Currently in Use | Gas (Historical Use) | 10000 | Composite | 1989-09-01 | Fiberglass Reinforced Plastic | Pressurized
9016019 | 1 | [5 empty] | Closed in Ground | Gas (Historical Use) | 3500 | Bare Steel | 1992-08-26 | Bare Steel | Safe Suction (Euro)
9016019 | 2 | [5 empty] | Closed in Ground | Gas (Historical Use) | 3500 | Bare Steel | 1992-08-26 | Bare Steel | Safe Suction (Euro)
9016019 | 3 | [5 empty] | Closed in Ground | Diesel | 7000 | Bare Steel | 1992-08-26 | Bare Steel | Safe Suction (Euro)
9016020 | 1 | [5 empty] | Removed from Ground | Gas (Historical Use) | 560 | Bare Steel | 1983-01-01 | Not Marked
9016021 | 1 | [5 empty] | Removed from Ground | Gas (Historical Use) | 550 | Not Marked/Unknown | 1993-07-06 | Not Marked
9016021 | 2 | [5 empty] | Removed from Ground | Gas (Historical Use) | 550 | Not Marked/Unknown | 1993-07-06 | Not Marked
9016021 | 3 | [5 empty] | Removed from Ground | Gas (Historical Use) | 550 | Not Marked/Unknown | 1993-07-06 | Not Marked
9016021 | 4 | [5 empty] | Removed from Ground | Gas (Historical Use) | 550 | Not Marked/Unknown | 1993-07-06 | Not Marked
9016022 | 1 |  | 1992-12-01 | no | 1992-12-01 | no | Currently in Use | Gas (Historical Use) | 2000 | Galvanic (STIP-3) | 1992-12-01 | Fiberglass Reinforced Plastic | Safe Suction (Euro)
9016022 | 2 |  | 1992-12-01 | no | 1992-12-01 | no | Currently in Use | Diesel | 6000 | Galvanic (STIP-3) | 1992-12-01 | Fiberglass Reinforced Plastic | Pressurized
9016024 | 1 | Flapper Valve | 1997-09-05 | no | 1997-09-05 | no | Currently in Use | E-10 | 8000 | Galvanic (STIP-3) | 2000-08-29 | Fiberglass Reinforced Plastic | Pressurized
9016024 | 2 | Flapper Valve | 1997-09-05 | no | 1997-09-05 | no | Currently in Use | E-0 | 8000 | Galvanic (STIP-3) | 2000-08-29 | Fiberglass Reinforced Plastic | Pressurized
9016024 | 3 | Flapper Valve | 1997-09-05 | no | 1997-09-05 | no | Currently in Use | Diesel On Road | 8000 | Galvanic (STIP-3) | 2000-08-29 | Fiberglass Reinforced Plastic | Pressurized
9016024 | 4 | Flapper Valve | 1997-09-05 | no | 1997-09-05 | no | Temporarily out of use | Empty | 2000 | Galvanic (STIP-3) | 2012-01-11 | Fiberglass Reinforced Plastic | TOU
9016024 | 5 | Flapper Valve | 1997-09-05 | no | 1997-09-05 | no | Temporarily out of use | Empty | 2000 | Galvanic (STIP-3) | 2012-01-11 | Fiberglass Reinforced Plastic | TOU
9016025 | 1-UNL |  | 1993-06-01 |  | 1993-06-01 |  | Currently in Use | Gas (Historical Use) | 10000 | Galvanic (STIP-3) | 1990-01-05 | Fiberglass Reinforced Plastic | Pressurized
9016025 | 2-PREM |  | 1993-06-01 |  | 1993-06-01 |  | Currently in Use | Gas (Historical Use) | 10000 | Galvanic (STIP-3) | 1990-01-05 | Fiberglass Reinforced Plastic | Pressurized
9016025 | 3-PLUS |  | 1993-06-01 |  | 1993-06-01 |  | Currently in Use | Gas (Historical Use) | 6000 | Galvanic (STIP-3) | 1990-01-05 | Fiberglass Reinforced Plastic | Pressurized
9016025 | 4-DIESEL |  | 1993-06-01 |  | 1993-06-01 |  | Currently in Use | Diesel | 15000 | Galvanic (STIP-3) | 1990-01-05 | Fiberglass Reinforced Plastic | Pressurized
9016026 | 1 | Flapper Valve | 1993-01-01 | no | 1993-01-01 | no | Currently in Use | E-10 | 12000 | Composite | 1993-01-19 | Double-Walled Flex | Pressurized
9016026 | 2 | Flapper Valve | 1993-01-19 | no | 1993-01-19 | no | Currently in Use | Premium | 8000 | Composite | 1993-01-19 | Double-Walled Flex | Pressurized
9016026 | 3 | Flapper Valve | 1993-01-19 | no | 1993-01-19 | no | Currently in Use | Diesel On Road | 8000 | Composite | 1993-01-19 | Double-Walled Flex | Pressurized
9016026 | 4 | Flapper Valve | 1993-01-19 | no | 1993-01-19 | no | Currently in Use | Diesel Off Road | 6000 | Composite | 1993-01-19 | Double-Walled Flex | Pressurized
9016027 | 1 |  | 1992-04-01 |  | 1992-04-01 |  | Removed from Ground | Gas (Historical Use) | 6000 | Cathodically Protected Steel | 1992-04-01 | Fiberglass Reinforced Plastic | Pressurized
9016027 | 2 |  | 1992-04-01 |  | 1992-04-01 |  | Removed from Ground | Gas (Historical Use) | 4000 | Cathodically Protected Steel | 1992-04-01 | Fiberglass Reinforced Plastic | Pressurized
9016028 | 1 |  | 1998-12-14 |  | 1998-12-14 |  | Currently in Use | Gas (Historical Use) | 6000 | Steel-Impressed Current | 1985-01-01 | Fiberglass Reinforced Plastic | Pressurized
9016028 | 2 |  | 1998-12-14 |  | 1998-12-14 |  | Temporarily out of use | Gas (Historical Use) | 4000 | Steel-Impressed Current | 1985-01-01 | Fiberglass Reinforced Plastic | Pressurized
9016028 | 3 |  | 1998-12-14 |  | 1998-12-14 |  | Temporarily out of use | Gas (Historical Use) | 6000 | Steel-Impressed Current | 1985-01-01 | Fiberglass Reinforced Plastic | Pressurized
9016030 | 1 | [5 empty] | Removed from Ground | Empty | 5000 | Bare Steel | 1980-08-01 | Galvanized Steel | Safe Suction (Euro)
9016031 | 1 |  | 1986-01-01 |  | 1986-01-01 |  | Closed in Ground | Gas (Historical Use) | 2000 | Cathodically Protected Steel | 1986-01-01 | Cathodically Protected | Pressurized
9016031 | 2 |  | 1986-01-01 |  | 1986-01-01 |  | Closed in Ground | Gas (Historical Use) | 2000 | Cathodically Protected Steel | 1986-01-01 | Cathodically Protected | Pressurized
9016031 | 3 | Ball Float | 1986-01-01 | no | 1986-01-01 | no | Currently in Use | E-10 | 3000 | Galvanic (STIP-3) | 1986-01-01 | Fiberglass Reinforced Plastic | Pressurized
9016032 | 1 | [5 empty] | Removed from Ground | Gas (Historical Use) | 550 | Bare Steel | 1994-01-13 | Galvanized Steel | Suction (American)
9016032 | 2 | [5 empty] | Removed from Ground | Gas (Historical Use) | 550 | Bare Steel | 1994-01-13 | Galvanized Steel | Suction (American)
9016033 | 1 | [5 empty] | Removed from Ground | Gas (Historical Use) | 550 | Bare Steel | 1994-01-13 | Galvanized Steel | Suction (American)
9016034 | 1 | [5 empty] | Removed from Ground | Gas (Historical Use) | 25000 | Bare Steel | 1993-10-19 | Bare Steel | Suction (American)
9016034 | 2 | [5 empty] | Removed from Ground | Gas (Historical Use) | 25000 | Bare Steel | 1993-10-19 | Bare Steel | Suction (American)
9016035 | 1 |  | 1994-03-14 |  | 1994-03-14 |  | Removed from Ground | Gas (Historical Use) | 10000 | Composite | 1994-01-24 | Fiberglass Reinforced Plastic | Pressurized
9016035 | 2 |  | 1994-03-14 |  | 1994-03-14 |  | Removed from Ground | Gas (Historical Use) | 8000 | Composite | 1994-01-24 | Fiberglass Reinforced Plastic | Pressurized
9016036 | 1 | [5 empty] | Removed from Ground | Gas (Historical Use) | 3000 | Bare Steel | 1979-07-01 | Galvanized Steel | Safe Suction (Euro)
9016037 | 1 | [5 empty] | Removed from Ground | Gas (Historical Use) | 2000 | Not Marked/Unknown | 1986-12-01 | Not Marked
9016040 | 1 | [5 empty] | Permanently Out of Use - historical purposes | Gas (Historical Use) | 560 | Not Marked/Unknown |  | Not Marked
9016040 | 2 | [5 empty] | Currently in Use | Gas (Historical Use) | 560 | Not Marked/Unknown |  | Not Marked
9016041 | 1 | [5 empty] | Removed from Ground | Gas (Historical Use) | 260 | Bare Steel | 1994-07-11 | Galvanized Steel | Suction (American)
9016041 | 2 | [5 empty] | Removed from Ground | Gas (Historical Use) | 260 | Bare Steel | 1994-07-11 | Galvanized Steel | Suction (American)
9016042 | 1 | [5 empty] | Removed from Ground | Used Oil | 550 | Fiberglass | 1989-01-01 | Not Marked | Gravity Fed
9016043 | 1 | [5 empty] | Removed from Ground | Empty | 10000 | Bare Steel | 1980-06-30 | Galvanized Steel | Pressurized
9016043 | 2 | [5 empty] | Removed from Ground | Empty | 10000 | Bare Steel | 1980-06-30 | Galvanized Steel | Pressurized
9016043 | 3 | [5 empty] | Removed from Ground | Empty | 6000 | Bare Steel | 1980-06-30 | Galvanized Steel | Pressurized
9016043 | 4 | [5 empty] | Removed from Ground | Empty | 6000 | Bare Steel | 1986-09-01 | Galvanized Steel | Pressurized
9016043 | 5 | [5 empty] | Removed from Ground | Empty | 2000 | Bare Steel | 1986-09-01 | Galvanized Steel | Pressurized
9016044 | 1 | [5 empty] | Removed from Ground | Gas (Historical Use) | 4000 | Not Marked/Unknown | 2002-08-03 | Not Marked
9016044 | 2 | [5 empty] | Removed from Ground | Gas (Historical Use) | 3000 | Not Marked/Unknown | 2002-08-08 | Not Marked
9016044 | 3 | [5 empty] | Removed from Ground | Gas (Historical Use) | 3000 | Not Marked/Unknown | 2002-08-08 | Not Marked
9016045 | 1 | [5 empty] | Removed from Ground | Diesel | 1000 | Bare Steel | 1994-12-01 | Galvanized Steel | Suction (American)
9016046 | 1 | [5 empty] | Removed from Ground | Gas (Historical Use) | 3000 | Not Marked/Unknown |  | Not Marked
9016046 | 2 | [5 empty] | Removed from Ground | Gas (Historical Use) | 2000 | Not Marked/Unknown |  | Not Marked
9016046 | 3 | [5 empty] | Removed from Ground | Gas (Historical Use) | 2000 | Not Marked/Unknown |  | Not Marked
9016046 | 4A |  | 1995-06-01 |  | 1995-06-01 |  | Currently in Use | Gas (Historical Use) | 12000 | Cathodically Protected Steel | 1995-06-01 | Fiberglass Reinforced Plastic | Pressurized
9016046 | 4B |  | 1995-06-01 | no | 1996-06-01 | no | Currently in Use | Gas (Historical Use) | 8000 | Epoxy | 1995-06-01 | Fiberglass Reinforced Plastic | Pressurized
9016046 | 4C |  | 1995-06-01 |  | 1995-06-01 |  | Currently in Use | Diesel | 10000 | Cathodically Protected Steel | 1995-06-01 | Fiberglass Reinforced Plastic | Pressurized
9016047 | 1 | [5 empty] | Permanently Out of Use - historical purposes | Other | 1000 | Marked Unknown |  | Unknown
9016047 | 2 | [5 empty] | Permanently Out of Use - historical purposes | Other | 1000 | Marked Unknown |  | Unknown
9016047 | 3 | [5 empty] | Permanently Out of Use - historical purposes | Other | 1000 | Marked Unknown |  | Unknown
9016048 | 1 | [5 empty] | Removed from Ground | Gas (Historical Use) | 285 | Marked Unknown | 1995-06-12 | Unknown
9016049 | 1 |  | 1989-10-01 |  | 1989-10-01 |  | Removed from Ground | Gas (Historical Use) | 2000 | Steel-Impressed Current | 1989-10-01 | Cathodically Protected | Safe Suction (Euro)
9016049 | 2 |  | 1989-10-01 |  | 1989-10-01 |  | Removed from Ground | Gas (Historical Use) | 2000 | Steel-Impressed Current | 1989-10-01 | Cathodically Protected | Safe Suction (Euro)
9016049 | 3 |  | 1989-10-01 |  | 1989-10-01 |  | Removed from Ground | Gas (Historical Use) | 2000 | Steel-Impressed Current | 1989-10-01 | Cathodically Protected | Safe Suction (Euro)
9016051 | 1 |  | 1997-05-01 |  | 1997-05-01 |  | Currently in Use | Gas (Historical Use) | 12000 | Steel-Impressed Current | 1974-03-01 | Fiberglass Reinforced Plastic | Pressurized
9016051 | 2 |  | 1997-05-01 | no | 1997-05-01 | no | Temporarily out of use | Gas (Historical Use) | 12000 | Steel-Impressed Current | 1974-03-01 | Fiberglass Reinforced Plastic | Pressurized
9016051 | 3 |  | 1997-05-01 |  | 1997-05-01 |  | Currently in Use | Gas (Historical Use) | 12000 | Steel-Impressed Current | 1974-03-01 | Fiberglass Reinforced Plastic | Pressurized
9016051 | 4 |  | 1997-05-01 |  | 1997-05-01 |  | Currently in Use | Diesel | 12000 | Steel-Impressed Current | 1974-03-01 | Fiberglass Reinforced Plastic | Pressurized
9016051 | 5 |  | 1997-05-01 |  | 1997-05-01 |  | Currently in Use | Diesel | 12000 | Steel-Impressed Current | 1974-03-01 | Fiberglass Reinforced Plastic | Pressurized
9016051 | 6 |  | 1997-05-01 |  | 1997-05-01 |  | Currently in Use | Diesel | 12000 | Steel-Impressed Current | 1974-03-01 | Fiberglass Reinforced Plastic | Pressurized
9016052 | 1A |  | 1995-04-01 |  | 1995-04-01 |  | Currently in Use | Gas (Historical Use) | 8000 | Composite | 1995-04-01 | Fiberglass Reinforced Plastic | Pressurized
9016052 | 1B |  | 1995-04-01 | no | 1995-04-01 | no | Currently in Use | Gas (Historical Use) | 4000 | Composite | 1995-04-01 | Fiberglass Reinforced Plastic | Pressurized
9016053 | 1 | [5 empty] | Removed from Ground | Gas (Historical Use) | 560 | Bare Steel | 1998-06-11 | Galvanized Steel | Suction (American)
9016053 | 2 | [5 empty] | Removed from Ground | Gas (Historical Use) | 560 | Bare Steel | 1998-06-11 | Galvanized Steel | Suction (American)
9016054 | 1D |  | 1996-09-01 |  | 1996-09-01 |  | Currently in Use | Diesel | 10000 | Steel-Impressed Current | 1984-12-01 | Cathodically Protected | Pressurized
9016054 | 2S |  | 1996-09-01 |  | 1996-09-01 |  | Currently in Use | Gas (Historical Use) | 10000 | Steel-Impressed Current | 1984-12-01 | Cathodically Protected | Pressurized
9016054 | 3U |  | 1996-09-01 |  | 1996-09-01 |  | Currently in Use | Gas (Historical Use) | 10000 | Steel-Impressed Current | 1984-12-02 | Cathodically Protected | Pressurized
9016054 | 4P |  | 1996-09-01 |  | 1996-09-01 |  | Currently in Use | Gas (Historical Use) | 5000 | Steel-Impressed Current | 1984-12-02 | Cathodically Protected | Pressurized
9016056 | PUBCSO-01 |  | 1993-06-27 |  | 1993-06-27 |  | Currently in Use | Gas (Historical Use) | 12000 | Epoxy | 1993-06-27 | Fiberglass Reinforced Plastic | Pressurized
9016057 | 1 | [5 empty] | Removed from Ground | Empty | 1000 | Bare Steel | 1999-11-10 | Bare Steel | Suction (American)
9016057 | 2 | [5 empty] | Removed from Ground | Empty | 1000 | Bare Steel | 1999-11-10 | Bare Steel | Suction (American)
9016057 | 3 | [5 empty] | Removed from Ground | Empty | 1000 | Bare Steel | 1999-11-10 | Bare Steel | Suction (American)
9016058 | 1 | [5 empty] | Removed from Ground | Empty | 500 | Bare Steel | 1988-01-01 | Bare Steel | Suction (American)
9016058 | 2 | [5 empty] | Removed from Ground | Empty | 500 | Bare Steel | 1988-01-01 | Bare Steel | Suction (American)
9016059 | 1 |  | 1997-10-01 |  | 1997-10-01 |  | Temporarily out of use | Gas (Historical Use) | 3000 | Steel-Impressed Current | 1973-01-01 | Steel (Impressed Current) | Suction (American)
9016059 | 2 |  | 1997-10-01 |  | 1997-10-01 |  | Temporarily out of use | Gas (Historical Use) | 3000 | Steel-Impressed Current | 1973-01-01 | Steel (Impressed Current) | Suction (American)
9016060 | 1UL |  | 1988-02-16 |  | 1998-02-16 |  | Currently in Use | Gas (Historical Use) | 6000 | Steel-Impressed Current | 1988-02-16 | Cathodically Protected | Pressurized
9016060 | 2PLUS |  | 1988-02-16 |  | 1998-02-16 |  | Currently in Use | Gas (Historical Use) | 6000 | Steel-Impressed Current | 1988-02-16 | Cathodically Protected | Pressurized
9016060 | 3PREM |  | 1988-02-16 |  | 1998-02-16 |  | Currently in Use | Gas (Historical Use) | 6000 | Steel-Impressed Current | 1988-02-16 | Cathodically Protected | Pressurized
9016061 | 1 | Ball Float | 1993-01-12 | no | 1993-01-12 | no | Currently in Use | Premium | 8000 | Composite | 1993-01-12 | Fiberglass Reinforced Plastic | Pressurized
9016061 | 2 | Ball Float | 1993-01-12 | no | 1993-01-12 | no | Currently in Use | Regular | 10000 | Composite | 1993-12-01 | Fiberglass Reinforced Plastic | Pressurized
9016062 | 1 |  | 1993-10-06 |  | 1993-10-06 |  | Currently in Use | Gas (Historical Use) | 3000 | Cathodically Protected Steel | 1993-10-06 | Cathodically Protected | Pressurized
9016062 | 2 |  | 1993-10-06 |  | 1993-10-06 |  | Currently in Use | Gas (Historical Use) | 1000 | Cathodically Protected Steel | 1993-10-06 | Cathodically Protected | Pressurized
9016062 | 3 |  | 1993-10-06 |  | 1993-10-06 |  | Currently in Use | Diesel | 1000 | Cathodically Protected Steel | 1993-10-06 | Cathodically Protected | Pressurized
9016063 | 1 | [5 empty] | Removed from Ground | Gas (Historical Use) | 1 | Bare Steel | 1997-01-17 | Bare Steel | Safe Suction (Euro)
9016064 | 1SU | [5 empty] | Removed from Ground | Gas (Historical Use) | 560 | Bare Steel | 1998-03-01 | Galvanized Steel | Suction (American)
9016064 | 2RU | [5 empty] | Removed from Ground | Gas (Historical Use) | 1060 | Bare Steel | 1983-08-01 | Galvanized Steel | Suction (American)
9016065 | 1 |  | 1998-08-28 |  | 1998-08-28 |  | Temporarily out of use | Gas (Historical Use) | 2000 | Cathodically Protected Steel | 1976-07-01 | Cathodically Protected | Suction (American)
9016065 | 2 |  | 1998-08-28 |  | 1998-08-28 |  | Temporarily out of use | Gas (Historical Use) | 6000 | Cathodically Protected Steel | 1976-07-01 | Cathodically Protected | Suction (American)
9016065 | 3 |  | 1998-08-28 |  | 1998-08-28 |  | Temporarily out of use | Gas (Historical Use) | 4000 | Cathodically Protected Steel | 1976-07-01 | Cathodically Protected | Suction (American)
9016066 | 1 |  | 1990-02-01 | no | 1990-02-01 | no | Currently in Use | Gas (Historical Use) | 6000 |  | 1990-02-01 | Fiberglass Reinforced Plastic | Pressurized
9016066 | 2 |  | 1990-02-01 |  | 1990-02-01 |  | Currently in Use | Gas (Historical Use) | 4000 | Cathodically Protected Steel | 1990-02-01 | Fiberglass Reinforced Plastic | Pressurized
9016066 | 3 |  | 1990-02-01 |  | 1990-02-01 |  | Currently in Use | Gas (Historical Use) | 4000 | Cathodically Protected Steel | 1990-02-01 | Fiberglass Reinforced Plastic | Pressurized
9016066 | 4 |  | 1990-02-01 |  | 1990-02-01 |  | Currently in Use | Diesel | 2000 | Cathodically Protected Steel | 1990-02-01 | Fiberglass Reinforced Plastic | Pressurized
9016067 | DUMMY | [5 empty] | Currently in Use | Diesel | 0 | Not Marked/Unknown |  | Not Marked
9016069 | DUMMY | [5 empty] | Currently in Use | Gas (Historical Use) | 0 | Not Marked/Unknown |  | Not Marked
9016070 | 1 |  | 1998-12-17 |  | 1998-12-17 |  | Temporarily out of use | Gas (Historical Use) | 10000 | Steel-Impressed Current | 1998-10-21 | Cathodically Protected | Pressurized
9016070 | 2 |  | 1998-12-17 |  | 1998-12-17 |  | Temporarily out of use | Gas (Historical Use) | 10000 | Steel-Impressed Current | 1998-10-21 | Cathodically Protected | Pressurized
9016070 | 3 |  | 1998-12-17 |  | 1998-12-17 |  | Temporarily out of use | Gas (Historical Use) | 4000 | Steel-Impressed Current | 1998-10-21 | Cathodically Protected | Pressurized
9016070 | 4 |  | 1998-12-17 |  | 1998-12-17 |  | Temporarily out of use | Diesel | 4000 | Steel-Impressed Current | 1998-10-21 | Cathodically Protected | Pressurized
9016071 | 1 |  | 1988-11-01 | no | 1988-11-01 | no | Removed from Ground | Diesel | 3000 | Galvanic (STIP-3) | 1988-11-01 |  | Suction (American)
9016071 | 2 |  | 1988-11-01 | no | 1988-11-01 | no | Removed from Ground | Gas (Historical Use) | 2000 | Galvanic (STIP-3) | 1988-11-01 |  | Suction (American)
9016072 | 1 |  | 1992-08-01 |  | 1992-08-01 |  | Currently in Use | Gas (Historical Use) | 6000 | Composite | 1992-08-01 | Fiberglass Reinforced Plastic | Pressurized
9016072 | 2 |  | 1992-08-01 |  | 1992-08-01 |  | Currently in Use | Gas (Historical Use) | 4000 | Composite | 1992-08-01 | Fiberglass Reinforced Plastic | Pressurized
9016072 | 3 |  | 1992-08-01 |  | 1992-08-01 |  | Currently in Use | Gas (Historical Use) | 4000 | Composite | 1992-08-01 | Fiberglass Reinforced Plastic | Pressurized
9016073 | 1 |  | 1998-12-18 | no | 1998-12-18 | no | Temporarily out of use | Gas (Historical Use) | 15000 | Steel-Impressed Current | 1976-01-01 | Fiberglass Reinforced Plastic | Pressurized
9016073 | 2 |  | 1998-12-18 | no | 1998-12-18 | no | Temporarily out of use | Gas (Historical Use) | 10000 | Steel-Impressed Current | 1976-01-01 | Fiberglass Reinforced Plastic | Pressurized
9016073 | 3 |  | 1998-12-18 | no | 1998-12-18 | no | Temporarily out of use | Diesel | 15000 | Steel-Impressed Current | 1998-10-23 | Fiberglass Reinforced Plastic | Pressurized
9016073 | 4 |  | 1998-12-18 | no | 1998-12-18 | no | Temporarily out of use | Diesel | 10000 | Steel-Impressed Current | 1976-01-01 | Fiberglass Reinforced Plastic | Pressurized
9016073 | 5 |  | 1998-12-18 | no | 1998-12-18 | no | Temporarily out of use |  | 10000 | Steel-Impressed Current | 1990-06-01 | Cathodically Protected | Pressurized
9016074 | 1 |  | 2009-05-15 |  | 2009-05-15 |  | Currently in Use | Gas (Historical Use) | 4000 | Cathodically Protected Steel | 1987-01-01 | Fiberglass Reinforced Plastic | Pressurized
9016074 | 2 |  | 2009-05-15 |  | 2009-05-15 |  | Currently in Use | Gas (Historical Use) | 4000 | Cathodically Protected Steel | 1987-01-01 | Fiberglass Reinforced Plastic | Pressurized
9016074 | 3 |  | 2009-05-15 |  | 2009-05-15 |  | Currently in Use | Diesel | 4000 | Cathodically Protected Steel | 1987-01-01 | Fiberglass Reinforced Plastic | Pressurized
9016074 | 4 |  | 2009-05-15 |  | 2009-05-15 |  | Currently in Use | Diesel | 4000 | Cathodically Protected Steel | 1987-01-01 | Fiberglass Reinforced Plastic | Pressurized
9016074 | 5 |  | 2009-05-15 |  | 2009-05-15 |  | Currently in Use | Gas (Historical Use) | 6000 | Cathodically Protected Steel | 1996-08-01 | Fiberglass Reinforced Plastic | Pressurized
9016075 | 1 | [5 empty] | Removed from Ground | Gas (Historical Use) | 4000 | Bare Steel | 1997-02-01 | Galvanized Steel | Safe Suction (Euro)
9016076 | 1 |  |  | yes |  | yes | Temporarily out of use | Used Oil | 1000 | Bare Steel | 1994-01-01 | Bare Steel | Gravity Fed
9016076 | 2 |  |  | yes |  | yes | Temporarily out of use | Used Oil | 1000 | Bare Steel | 1995-01-01 | Bare Steel | Gravity Fed
9016078 | 1 |  | 1995-12-01 |  | 1995-12-01 |  | Currently in Use | Diesel | 12000 | Galvanic (STIP-3) | 1986-12-01 | Fiberglass Reinforced Plastic | Safe Suction (Euro)
9016078 | 2 |  | 1995-12-01 |  | 1995-12-01 |  | Currently in Use | Gas (Historical Use) | 3000 | Galvanic (STIP-3) | 1986-12-01 | Fiberglass Reinforced Plastic | Safe Suction (Euro)
9016078 | 3 |  | 1995-12-01 |  | 1995-12-01 |  | Currently in Use | Diesel | 3000 | Galvanic (STIP-3) | 1986-12-01 | Fiberglass Reinforced Plastic | Safe Suction (Euro)
9016079 | 1 |  | 1995-07-17 |  | 1995-07-17 |  | Removed from Ground | Gas (Historical Use) | 12000 | Double Walled | 1995-07-17 | Secondary Containment | Pressurized
9016079 | 2 |  |  | yes | 1995-07-17 | yes | Removed from Ground | Used Oil | 10000 | Double Walled | 1995-07-17 | Secondary Containment | Pressurized
9016079 | 3 |  | 1995-07-17 |  | 1995-07-17 |  | Removed from Ground | Other | 10000 | Double Walled | 1995-07-17 | Secondary Containment | Pressurized
9016079 | 4 |  | 1995-07-17 |  | 1995-07-17 |  | Removed from Ground | Other | 10000 | Double Walled | 1995-07-17 | Secondary Containment | Pressurized
9016082 | 1 |  | 1996-03-15 | no | 1996-03-15 | no | Temporarily out of use | Empty | 20000 | Composite | 1996-03-14 |  | Pressurized
9016082 | 2 |  | 1996-03-15 | no | 1996-03-15 | no | Temporarily out of use | Empty | 10000 | Composite | 1996-03-14 |  | Pressurized
9016082 | 3 |  | 1996-03-15 | no | 1996-03-15 | no | Temporarily out of use | Empty | 8000 | Composite | 1996-03-14 |  | Pressurized
9016083 | 1 | Ball Float | 1996-07-17 | no | 1996-07-17 | no | Currently in Use | E-0 | 6000 | Composite | 1996-07-16 | Fiberglass Reinforced Plastic | Pressurized
9016083 | 2 | Ball Float | 1996-07-17 | no | 1996-07-17 | no | Currently in Use | E-10 | 10000 | Composite | 1996-07-16 | Fiberglass Reinforced Plastic | Pressurized
9016084 | 1 | Ball Float | 1996-03-15 | no | 1996-03-15 | no | Currently in Use | E-10 | 10000 | Composite | 1996-03-15 | Fiberglass Reinforced Plastic | Pressurized
9016084 | 2 | Ball Float | 1996-03-15 | no | 1996-03-15 | no | Currently in Use | Premium | 8000 | Composite | 1996-03-15 | Fiberglass Reinforced Plastic | Pressurized
9016085 | 1 |  | 1997-04-01 |  | 1997-04-01 |  | Currently in Use | Gas (Historical Use) | 12000 | Composite | 1997-04-01 | Fiberglass Reinforced Plastic | Pressurized
9016085 | 2 |  | 1997-04-01 |  | 1997-04-01 |  | Currently in Use | Gas (Historical Use) | 8000 | Composite | 1997-04-01 | Fiberglass Reinforced Plastic | Pressurized
9016086 | 1 | [5 empty] | Removed from Ground | Gas (Historical Use) | 6000 | Bare Steel |  | Bare Steel | Suction (American)
9016086 | 2 | [5 empty] | Removed from Ground | Gas (Historical Use) | 6000 | Bare Steel |  | Bare Steel | Suction (American)
9016086 | 3 | [5 empty] | Removed from Ground | Diesel | 3000 | Bare Steel |  | Bare Steel | Suction (American)
9016087 | 1 |  | 1995-07-01 |  | 1995-07-01 |  | Currently in Use | Gas (Historical Use) | 10000 | Composite | 1995-07-01 | Fiberglass Reinforced Plastic | Pressurized
9016087 | 2 |  | 1995-07-01 |  | 1995-07-01 |  | Currently in Use | Gas (Historical Use) | 8000 | Composite | 1995-07-01 | Fiberglass Reinforced Plastic | Pressurized
9016088 | 1 | Ball Float | 1997-07-01 | no | 1997-07-01 | no | Currently in Use | E-10 | 12000 | Composite | 1997-07-01 | Fiberglass Reinforced Plastic | Pressurized
9016088 | 2 | Ball Float | 1997-07-01 | no | 1997-07-01 | no | Currently in Use | Premium | 8000 | Composite | 1997-07-01 | Fiberglass Reinforced Plastic | Pressurized
9016089 | 1 | Ball Float | 1997-12-01 |  | 1997-12-01 |  | Currently in Use | Gas (Historical Use) | 12000 | Composite | 1997-12-01 | Fiberglass Reinforced Plastic | Pressurized
9016089 | 2 | Ball Float | 1997-12-01 |  | 1997-12-01 |  | Currently in Use | Diesel | 12000 | Composite | 1997-12-01 | Fiberglass Reinforced Plastic | Pressurized
9016089 | 3 | Ball Float | 1997-12-01 |  | 1997-12-01 |  | Currently in Use | Diesel | 12000 | Composite | 1997-12-01 | Fiberglass Reinforced Plastic | Pressurized
9016089 | 4 | Ball Float | 1997-12-01 |  | 1997-12-01 |  | Currently in Use | Gas (Historical Use) | 10000 | Composite | 1997-12-01 | Fiberglass Reinforced Plastic | Pressurized
9016090 | 1 | [5 empty] | Removed from Ground | Gas (Historical Use) | 1000 | Not Marked/Unknown | 1998-06-05 | Not Marked
9016090 | 2 | [5 empty] | Removed from Ground | Gas (Historical Use) | 1000 | Not Marked/Unknown | 1998-06-05 | Not Marked
9016090 | 3 | [5 empty] | Removed from Ground | Gas (Historical Use) | 1000 | Not Marked/Unknown | 1998-06-05 | Not Marked
9016092 | 1 |  | 1998-10-01 |  | 1998-10-01 |  | Currently in Use | Gas (Historical Use) | 12000 | Composite | 1998-10-02 |  | Pressurized
9016092 | 2 |  | 1998-10-01 |  | 1998-10-01 |  | Currently in Use | Gas (Historical Use) | 10000 | Composite | 1998-10-02 | Double Walled | Pressurized
9016092 | 3 |  | 1998-10-01 |  | 1998-10-01 |  | Currently in Use | Diesel | 15000 | Composite | 1998-10-02 |  | Pressurized
9016093 | 1A |  | 1999-02-11 |  | 1999-02-11 |  | Currently in Use | Gas (Historical Use) | 8000 | Composite | 1999-02-08 | Fiberglass Reinforced Plastic | Pressurized
9016093 | 1B |  | 1999-02-11 |  | 1999-02-11 |  | Currently in Use | Gas (Historical Use) | 4000 | Composite | 1999-02-08 | Fiberglass Reinforced Plastic | Pressurized
9016094 | 1 | Ball Float | 1998-11-01 |  | 1998-11-01 |  | Currently in Use | Gas (Historical Use) | 10000 | Composite | 1998-11-01 | Fiberglass Reinforced Plastic | Pressurized
9016094 | 2 | Ball Float | 1998-11-01 |  | 1998-11-01 |  | Currently in Use | Gas (Historical Use) | 6000 | Composite | 1998-11-01 | Fiberglass Reinforced Plastic | Pressurized
9016095 | 1 | Ball Float | 1999-03-01 |  | 1999-03-01 |  | Currently in Use | Gas (Historical Use) | 12000 | Composite | 1999-03-01 | Double-Walled Flex | Pressurized
9016095 | 2 | Ball Float | 1999-03-01 |  | 1999-03-01 |  | Currently in Use | Gas (Historical Use) | 8000 | Composite | 1999-03-01 | Double-Walled Flex | Pressurized
9016095 | 3 | Ball Float | 2000-04-01 |  | 2000-04-01 |  | Currently in Use | Diesel | 8000 | Composite | 2000-04-02 | Double-Walled Flex | Pressurized
9016096 | 1 | Ball Float | 1999-07-01 | no | 1999-07-01 | no | Currently in Use | E-10 | 12000 | Composite | 1999-07-01 | Fiberglass Reinforced Plastic | Pressurized
9016096 | 2 | Ball Float | 1999-07-01 | no | 1999-07-01 | no | Currently in Use | Premium | 6000 | Composite | 1999-07-01 | Fiberglass Reinforced Plastic | Pressurized
9016097 | 1 |  |  | yes |  | yes | Removed from Ground | Used Oil | 200 | Not Marked/Unknown |  | Not Marked
9016097 | 2 | [5 empty] | Removed from Ground | Gas (Historical Use) | 500 | Not Marked/Unknown |  | Not Marked
9016097 | 3 |  |  | no |  | no | Removed from Ground | Not Marked/Tank Removed | 1000 | Unknown | 2014-12-16
9016098 | 1 |  | 1999-11-15 | no | 1999-11-15 | no | Currently in Use | Diesel | 12000 | Composite | 1999-10-13 | Fiberglass Reinforced Plastic | Pressurized
9016099 | 1A | Ball Float | 1999-12-01 |  | 1999-12-01 |  | Currently in Use | Gas (Historical Use) | 12000 | Composite | 1999-12-01 | Double-Walled Flex | Pressurized
9016099 | 1B | Ball Float | 1999-12-01 |  | 1999-12-01 |  | Currently in Use | Gas (Historical Use) | 3000 | Composite | 1999-12-01 | Double-Walled Flex | Pressurized
9016099 | 2 | Ball Float | 1999-12-01 |  | 1999-12-01 |  | Currently in Use | Diesel | 10000 | Composite | 1999-12-01 | Double-Walled Flex | Pressurized
9016100 | 1 | Ball Float | 2000-02-01 |  | 2000-02-01 |  | Currently in Use | Gas (Historical Use) | 12000 | Composite | 2000-02-01 | Double-Walled Flex | Pressurized
9016100 | 2 | Ball Float | 2000-02-01 |  | 2000-02-01 |  | Currently in Use | Gas (Historical Use) | 8000 | Composite | 2000-02-01 | Double-Walled Flex | Pressurized
9016100 | 3 | Ball Float | 2000-02-01 |  | 2000-02-01 |  | Currently in Use | Diesel | 4000 | Composite | 2000-02-01 | Double-Walled Flex | Pressurized
9016101 | 1 | [5 empty] | Removed from Ground | Gas (Historical Use) | 250 | Bare Steel | 2000-05-18 | Bare Steel
9016101 | 2 | [5 empty] | Removed from Ground | Kerosene | 100 | Bare Steel | 2000-05-18 | Bare Steel
9016102 | 1A | Ball Float | 2000-10-01 | no | 2000-10-01 | no | Currently in Use | E-10 | 8500 | Composite | 2000-10-01 | Fiberglass Reinforced Plastic | Pressurized
9016102 | 1B | Ball Float | 2000-10-01 | no | 2000-10-01 | no | Currently in Use | Premium | 3500 | Composite | 2000-10-01 | Fiberglass Reinforced Plastic | Pressurized
9016103 | 1A |  | 2001-03-28 |  | 2001-03-28 |  | Currently in Use | E-10 | 16000 | Composite | 2001-03-28 | Double Walled | Pressurized
9016103 | 1B |  | 2001-03-28 |  | 2001-03-28 |  | Currently in Use | E-10 | 8000 | Composite | 2001-03-28 | Double Walled | Pressurized
9016103 | 2 |  | 2009-08-01 | no | 2009-09-01 | no | Currently in Use | E-10 | 6000 | Composite Double Walled | 2009-08-28 | Double-Walled Fiberglass | Pressurized
9016104 | 1 |  | 2001-07-01 |  | 2001-07-01 |  | Currently in Use | Gas (Historical Use) | 15000 | Composite | 2001-07-01 | Double Walled | Pressurized
9016104 | 2 |  | 2001-07-01 |  | 2001-07-01 |  | Currently in Use | Gas (Historical Use) | 10000 | Composite | 2001-07-01 | Double Walled | Pressurized
9016104 | 3 |  | 2001-07-01 |  | 2001-07-01 |  | Currently in Use | Diesel | 12000 | Composite | 2001-07-01 | Double Walled | Pressurized
9016105 | 1A | Flapper Valve | 2001-12-10 | no | 2001-12-10 | no | Currently in Use | E-10 | 14000 | Fiberglass Double Walled | 2001-11-28 | Double-Walled Flex | Pressurized
9016105 | 1B | Flapper Valve | 2001-12-10 | no | 2001-12-10 | no | Currently in Use | Diesel | 7000 | Fiberglass Double Walled | 2001-11-28 | Double-Walled Flex | Pressurized
9016105 | 2A | Flapper Valve | 2001-12-10 | no | 2001-12-10 | no | Currently in Use | E-10 | 14000 | Fiberglass Double Walled | 2001-11-28 | Double-Walled Flex | Pressurized
9016105 | 2B | Flapper Valve | 2001-12-10 | no | 2001-12-10 | no | Currently in Use | Premium | 7000 | Fiberglass Double Walled | 2001-11-28 | Double-Walled Flex | Pressurized
9017001 | 1 |  |  | no |  | no | Removed from Ground |  | 1000 |  | 1975-06-01
9017001 | 2 | Flapper Valve | 1995-08-01 | no | 1995-08-01 | no | Currently in Use | Diesel | 2000 | STIP-3/Double walled | 1995-08-01 | Fiberglass Reinforced Plastic | Safe Suction (Euro)
9017002 | 1 | [5 empty] | Removed from Ground | Gas (Historical Use) | 650 | Bare Steel | 1969-01-01 | Unknown
9017004 | 1 |  | 1998-08-18 | no | 1998-08-18 | no | Currently in Use | Diesel | 1000 | STIP-3/Double walled | 1998-08-18 | Fiberglass Reinforced Plastic | Suction (American)
9017005 | 1 |  |  | no |  | no | Removed from Ground |  | 1000 |  | 1996-08-09
9017005 | 2 | Flapper Valve | 1989-01-01 | no | 1989-01-01 | no | Currently in Use | Diesel | 10000 | Galvanic (STIP-3) | 1998-10-20 | Fiberglass Reinforced Plastic | Pressurized
9017005 | 3 | Flapper Valve | 1996-01-01 | no | 1996-01-01 | no | Currently in Use | Regular | 2000 | Galvanic (STIP-3) | 1996-01-01 | Fiberglass Reinforced Plastic | Safe Suction (Euro)
9017007 | 1 | [5 empty] | Removed from Ground | Gas (Historical Use) | 500 | Bare Steel | 1973-01-01 | Galvanized Steel
9017008 | 1-UL58 |  | 1994-06-28 |  |  |  | Removed from Ground | Diesel | 5000 | Bare Steel | 1985-02-01 | Bare Steel | Suction (American)
9017009 | 1 | [5 empty] | Removed from Ground | Diesel | 5000 | Not Marked/Unknown | 1992-10-23 | Not Marked
9017009 | 2 | [5 empty] | Removed from Ground | Diesel | 5000 | Not Marked/Unknown | 1992-10-23 | Not Marked
9017011 | DUMMY | [5 empty] | Currently in Use | Hazardous Substance | 0 | Not Marked/Unknown |  | Not Marked
9017012 | 1 | [5 empty] | Removed from Ground | Diesel | 4000 | Marked Unknown | 1974-03-17 | Unknown | Suction (American)
9017013 | X | [5 empty] | Temporarily out of use | Gas (Historical Use) | 6000 | Bare Steel | 1947-01-20 | Galvanized Steel | Suction (American)
9017014 | 1 |  | 1998-12-22 | no | 1998-12-22 | no | Temporarily out of use |  | 8000 | Steel-Impressed Current | 2009-06-16 | Cathodically Protected | Pressurized
9017014 | 2 |  | 1998-12-22 |  | 1998-12-22 |  | Temporarily out of use | Diesel | 8000 | Steel-Impressed Current | 1984-07-12 | Cathodically Protected | Pressurized
9017014 | 3 |  | 1998-12-22 |  | 1998-12-22 |  | Temporarily out of use | Gas (Historical Use) | 4000 | Steel-Impressed Current | 1984-07-12 | Cathodically Protected | Pressurized
9017015 | 1 | [5 empty] | Removed from Ground | Diesel | 8000 | Epoxy | 1979-08-06 | Galvanized Steel
9017016 | 1 |  | 1998-12-01 |  | 1998-12-01 |  | Removed from Ground | Gas (Historical Use) | 6000 | Steel-Impressed Current | 1984-01-01 | Fiberglass Reinforced Plastic | Pressurized
9017016 | 2 |  | 1998-12-01 |  | 1998-12-01 |  | Removed from Ground | Gas (Historical Use) | 8000 | Steel-Impressed Current | 1984-01-01 | Fiberglass Reinforced Plastic | Pressurized
9017017 | 1 | [5 empty] | Removed from Ground | Gas (Historical Use) | 10000 | Bare Steel |  | Bare Steel | Suction (American)
9017017 | 2 | [5 empty] | Removed from Ground | Gas (Historical Use) | 10000 | Not Marked/Unknown |  | Not Marked
9017017 | 3 | [5 empty] | Removed from Ground | Gas (Historical Use) | 2000 | Not Marked/Unknown |  | Not Marked
9017017 | 4 | [5 empty] | Removed from Ground | Gas (Historical Use) | 2000 | Not Marked/Unknown |  | Not Marked
9017017 | 5 | [5 empty] | Removed from Ground | Gas (Historical Use) | 2000 | Not Marked/Unknown |  | Not Marked
9017018 | 1 | [5 empty] | Removed from Ground | Diesel | 10000 | Bare Steel | 1986-01-01 | Galvanized Steel | Suction (American)
9017018 | 2 | [5 empty] | Removed from Ground | Diesel | 4000 | Bare Steel | 1986-01-01 | Galvanized Steel | Suction (American)
9017018 | 3 | [5 empty] | Removed from Ground | Diesel | 2000 | Bare Steel | 1986-01-01 | Galvanized Steel | Suction (American)
9017023 | 1 |  | 1997-10-01 | no | 1997-10-01 | no | Temporarily out of use |  | 8200 | Galvanic (STIP-3) | 2016-02-19 | Fiberglass Reinforced Plastic | Pressurized
9017023 | 2 |  | 1997-10-01 | no | 1997-10-01 | no | Temporarily out of use | Regular | 8200 | Galvanic (STIP-3) | 2016-02-19 | Fiberglass Reinforced Plastic | Pressurized
9017025 | 1 |  |  | no |  | no | Removed from Ground |  | 1000 | Fiberglass | 1998-12-01 | Galvanized Steel | Suction (American)
9017025 | 2 |  |  | no |  | no | Removed from Ground |  | 1000 | Bare Steel | 1998-12-01 | Galvanized Steel | Suction (American)
9017025 | 3 |  |  | no |  | no | Removed from Ground |  | 4000 | Bare Steel | 1998-12-01 | Galvanized Steel | Suction (American)
9017025 | 4 | Flapper Valve | 1998-12-01 | no | 1998-12-01 | no | Currently in Use | Regular | 6000 | Composite | 1994-01-01 | Fiberglass Reinforced Plastic | Pressurized
9017025 | 5 | Flapper Valve | 1998-12-01 | no | 1998-12-01 | no | Currently in Use | Regular | 10000 | Composite | 1994-01-01 | Fiberglass Reinforced Plastic | Pressurized
9017025 | 6 | Flapper Valve | 1998-12-01 | no | 1998-12-01 | no | Currently in Use | Regular | 8000 | Composite | 1994-01-01 | Fiberglass Reinforced Plastic | Pressurized
9017026 | 1A | Flapper Valve | 1995-08-15 | no | 1995-08-15 | no | Currently in Use | Regular | 4000 | Composite | 1995-08-15 | Fiberglass Reinforced Plastic | Safe Suction (Euro)
9017026 | 1B | Flapper Valve | 1995-08-16 | no | 1995-08-16 | no | Currently in Use | Diesel | 2000 | Composite | 1995-08-15 | Fiberglass Reinforced Plastic | Safe Suction (Euro)
9017026 | 1C | Flapper Valve | 1995-08-16 | no | 1995-08-16 | no | Currently in Use | Regular | 2000 | Composite | 1995-08-15 | Fiberglass Reinforced Plastic | Safe Suction (Euro)
9017026 | 1D |  | 1995-08-15 | no | 1995-08-15 | no | Removed from Ground | Diesel | 1000 |  | 1999-06-22 | Fiberglass Reinforced Plastic
9017027 | 1 | [5 empty] | Removed from Ground | Gas (Historical Use) | 4000 | Bare Steel | 1977-04-01 | Bare Steel | Safe Suction (Euro)
9017028 | 1 | [5 empty] | Removed from Ground | Diesel | 4000 | Bare Steel | 1981-04-01 | Galvanized Steel | Suction (American)
9017030 | 1 | [5 empty] | Removed from Ground | Gas (Historical Use) | 1000 | Bare Steel | 1946-01-01 | Galvanized Steel | Suction (American)
9017030 | 2 | [5 empty] | Removed from Ground | Gas (Historical Use) | 500 | Bare Steel | 1946-01-01 | Galvanized Steel | Suction (American)
9017030 | 3 | [5 empty] | Removed from Ground | Gas (Historical Use) | 500 | Bare Steel | 1999-12-20 | Galvanized Steel | Suction (American)
9017031 | 1 | [5 empty] | Removed from Ground | Gas (Historical Use) | 500 | Bare Steel | 1987-01-01 | Galvanized Steel | Suction (American)
9017031 | 2 | [5 empty] | Removed from Ground | Gas (Historical Use) | 500 | Bare Steel | 1987-01-01 | Galvanized Steel | Suction (American)
9017033 | 1A | [5 empty] | Removed from Ground | Gas (Historical Use) | 5000 | Bare Steel | 1987-01-01 | Galvanized Steel | Suction (American)
9017033 | 1B | [5 empty] | Removed from Ground | Diesel | 5000 | Bare Steel | 1987-01-01 | Galvanized Steel | Suction (American)
9017034 | 1 | Flapper Valve | 1995-08-25 | no | 1995-08-25 | no | Temporarily out of use | Gas (Historical Use) | 8000 | Composite | 1995-08-25 | Fiberglass Reinforced Plastic | Safe Suction (Euro)
9017034 | 2 | Flapper Valve | 1995-08-25 | no | 1995-08-25 | no | Temporarily out of use | Gas (Historical Use) | 8000 | Composite | 1995-08-25 | Fiberglass Reinforced Plastic | Safe Suction (Euro)
9017034 | 3 | Flapper Valve | 1995-08-25 | no | 1995-08-25 | no | Temporarily out of use | Diesel | 4000 | Composite | 1995-08-25 | Fiberglass Reinforced Plastic | Safe Suction (Euro)
9017035 | 4 | Flapper Valve | 1998-01-13 | no | 1998-01-13 | no | Currently in Use | Gas (Historical Use) | 10152 | Composite | 1998-01-07 | Fiberglass Reinforced Plastic | Pressurized
9017035 | 5 | Flapper Valve | 1998-01-13 | no | 1998-01-13 | no | Currently in Use | Gas (Historical Use) | 10152 | Composite | 1998-01-07 | Fiberglass Reinforced Plastic | Pressurized
9017036 | 1 | [5 empty] | Removed from Ground | Gas (Historical Use) | 10000 | Bare Steel | 1982-01-01 | Galvanized Steel | Suction (American)
9017036 | 2 | [5 empty] | Removed from Ground | Gas (Historical Use) | 10000 | Bare Steel | 1982-01-01 | Galvanized Steel | Suction (American)
9017036 | 3 | [5 empty] | Removed from Ground | Gas (Historical Use) | 10000 | Bare Steel | 1982-01-01 | Galvanized Steel | Suction (American)
9017037 | 1 |  | 1996-09-01 | no | 1996-09-01 | no | Temporarily out of use |  | 8000 | Composite | 2016-09-20 | Fiberglass Reinforced Plastic | Pressurized
9017037 | 2A |  | 1996-09-01 | no | 1996-09-01 | no | Temporarily out of use |  | 6000 | Composite | 2016-09-20 | Fiberglass Reinforced Plastic | Pressurized
9017037 | 2B |  | 1996-09-01 | no | 1996-09-01 | no | Temporarily out of use | Kerosene | 2000 | Composite | 2016-09-20 | Fiberglass Reinforced Plastic | Pressurized
9017038 | 1 |  | 1998-12-01 | no | 1998-12-01 | no | Currently in Use | Regular | 10000 | Composite | 1998-11-01 | Fiberglass Reinforced Plastic | Pressurized
9017038 | 2 |  | 1998-12-01 | no | 1998-12-01 | no | Currently in Use | Regular | 6000 | Composite | 1998-11-01 | Fiberglass Reinforced Plastic | Pressurized
9017039 | 1 | [5 empty] | Removed from Ground | Diesel | 560 | Bare Steel | 1999-02-28 | Bare Steel | Suction (American)
9017039 | 2 | [5 empty] | Removed from Ground | Gas (Historical Use) | 560 | Bare Steel | 1999-02-28 | Bare Steel | Suction (American)
9017039 | 3 | [5 empty] | Removed from Ground | Gas (Historical Use) | 560 | Bare Steel | 1999-02-28 | Bare Steel | Suction (American)
9017039 | 4 | Flapper Valve | 1999-02-01 |  | 1999-02-01 |  | Currently in Use | Diesel | 2500 | Fiberglass Double Walled | 1999-02-01 | Fiberglass Reinforced Plastic | Safe Suction (Euro)
9017039 | 5 | Flapper Valve | 1999-02-01 |  | 1999-02-01 |  | Currently in Use | Gas (Historical Use) | 1000 | Fiberglass Double Walled | 1999-02-01 | Fiberglass Reinforced Plastic | Safe Suction (Euro)
9017040 | 1 |  | 2000-03-27 |  | 2000-03-27 |  | Currently in Use | Gas (Historical Use) | 12000 | Fiberglass Double Walled | 2000-03-27 | Double-Walled Flex | Pressurized
9017040 | 2A |  | 2000-03-27 |  | 2000-03-27 |  | Currently in Use | Gas (Historical Use) | 6000 | Fiberglass Double Walled | 2000-03-27 | Double-Walled Flex | Pressurized
9017040 | 2B |  | 2000-03-27 |  | 2000-03-27 |  | Currently in Use | Gas (Historical Use) | 6000 | Fiberglass Double Walled | 2000-03-27 | Double-Walled Flex | Pressurized
9017041 | 2 | [5 empty] | Removed from Ground | Diesel | 10000 | Bare Steel | 1986-06-01 | Galvanized Steel
9017042 | 1 | Flapper Valve | 2001-10-15 | no | 2001-10-15 | no | Currently in Use | Premium | 12000 | Composite | 2001-10-13 | Fiberglass Reinforced Plastic | Pressurized
9017042 | 2 | Flapper Valve | 2001-10-15 | no | 2001-10-15 | no | Currently in Use | Regular | 8000 | Composite | 2001-10-13 | Fiberglass Reinforced Plastic | Pressurized
9017042 | 3 | Flapper Valve | 2001-10-15 | no | 2001-10-15 | no | Currently in Use | Diesel On Road | 5000 | Composite | 2001-10-13 | Fiberglass Reinforced Plastic | Pressurized
9017042 | 4 | Flapper Valve | 2001-10-15 | no | 2001-10-15 | no | Currently in Use | Diesel Off Road | 5000 | Composite | 2001-10-13 | Fiberglass Reinforced Plastic | Pressurized
9017042 | 6 | Flapper Valve | 2001-10-15 | no | 2001-10-15 | no | Currently in Use | Racing Fuel | 2000 | Composite | 2001-10-13 | Fiberglass Reinforced Plastic | Suction (American)
9018002 | 1U |  | 1991-01-01 |  | 1991-01-01 |  | Removed from Ground | Gas (Historical Use) | 10000 | Cathodically Protected Steel | 1990-10-01 | Cathodically Protected | Pressurized
9018002 | 2P |  | 1991-01-01 |  | 1991-01-01 |  | Removed from Ground | Gas (Historical Use) | 6000 | Cathodically Protected Steel | 1969-05-10 | Cathodically Protected | Pressurized
9018002 | 3S |  | 1991-01-01 |  | 1991-01-01 |  | Removed from Ground | Diesel | 6000 | Cathodically Protected Steel | 1969-05-10 | Cathodically Protected | Pressurized
9018002 | 4D |  | 1991-01-01 |  | 1991-01-01 |  | Removed from Ground | Kerosene | 3000 | Cathodically Protected Steel | 1987-01-01 | Cathodically Protected | Suction (American)
9018003 | 1 | [5 empty] | Removed from Ground | Gas (Historical Use) | 1000 | Not Marked/Unknown | 1987-12-01 | Galvanized Steel
9018004 | 1 | Flapper Valve | 1991-01-01 |  | 1991-01-01 |  | Currently in Use | Gas (Historical Use) | 8000 | Composite | 1991-01-01 | Fiberglass Reinforced Plastic | Pressurized
9018004 | 2 | Flapper Valve | 1991-01-01 |  | 1991-01-01 |  | Temporarily out of use | Gas (Historical Use) | 4000 | Composite | 1991-01-01 | Fiberglass Reinforced Plastic | Pressurized
9018004 | 3 | Flapper Valve | 1991-01-01 |  | 1991-01-01 |  | Currently in Use | Gas (Historical Use) | 4000 | Composite | 1991-01-01 | Fiberglass Reinforced Plastic | Pressurized
9018004 | 4 | Flapper Valve | 1991-01-01 |  | 1991-01-01 |  | Currently in Use | Diesel | 2000 | Composite | 1991-01-01 | Fiberglass Reinforced Plastic | Pressurized
9018005 | 1 | [5 empty] | Removed from Ground | Gas (Historical Use) | 2000 | Bare Steel | 1961-03-31 | Unknown
9018005 | 2 | [5 empty] | Removed from Ground | Gas (Historical Use) | 2000 | Bare Steel | 1961-03-31 | Unknown
9018005 | 3 |  |  | yes |  | yes | Removed from Ground | Used Oil | 250 | Bare Steel | 1961-03-31 | Unknown
9018005 | 4 | [5 empty] | Removed from Ground | Kerosene | 550 | Bare Steel | 1961-03-31 | Unknown
9018005 | 5 | Ball Float | 1990-02-01 | no | 1990-02-01 | no | Currently in Use | Diesel | 10000 | Composite | 1990-01-01 | Fiberglass Reinforced Plastic | Pressurized
9018005 | 6 | Ball Float | 1990-02-01 | no | 1990-02-01 | no | Currently in Use | Gas (Historical Use) | 10000 | Composite | 1990-01-01 | Fiberglass Reinforced Plastic | Pressurized
9018005 | 7 | Ball Float | 1990-02-01 | no | 1990-02-01 | no | Currently in Use | Gas (Historical Use) | 10000 | Composite | 1990-01-01 | Fiberglass Reinforced Plastic | Pressurized
9018006 | 1 | Ball Float | 1989-01-01 | no | 1989-01-01 | no | Currently in Use | Gas (Historical Use) | 8000 | Steel-Impressed Current | 1989-01-01 | Fiberglass Reinforced Plastic | Pressurized
9018006 | 2 | Ball Float | 1989-01-01 | no | 1989-01-01 | no | Currently in Use | Gas (Historical Use) | 8000 | Steel-Impressed Current | 1989-01-01 | Fiberglass Reinforced Plastic | Pressurized
9018006 | 3 | Ball Float | 1989-01-01 | no | 1989-01-01 | no | Currently in Use | Gas (Historical Use) | 8000 | Steel-Impressed Current | 1989-01-01 | Fiberglass Reinforced Plastic | Pressurized
9018006 | 4 | Ball Float | 1989-01-01 | no | 1989-01-01 | no | Currently in Use | Diesel | 8000 | Steel-Impressed Current | 1989-01-01 | Fiberglass Reinforced Plastic | Pressurized
9018006 | 5 | Ball Float | 1989-01-01 | no | 1989-01-01 | no | Currently in Use | Kerosene | 8000 | Steel-Impressed Current | 1989-01-01 | Fiberglass Reinforced Plastic | Pressurized
9018006 | 6 | Ball Float | 1989-01-01 | no | 1989-01-01 | no | Currently in Use | Gas (Historical Use) | 2000 | Steel-Impressed Current | 1989-01-01 | Fiberglass Reinforced Plastic | Pressurized
9018008 | 1A | Flapper Valve | 1998-12-08 | no | 1998-12-08 | no | Currently in Use | Gas (Historical Use) | 10000 | Steel-Impressed Current | 1969-01-01 | Fiberglass Reinforced Plastic | Pressurized
9018008 | 1B | Flapper Valve | 1998-12-08 | no | 1998-12-08 | no | Currently in Use | Gas (Historical Use) | 10000 | Steel-Impressed Current | 1969-01-01 | Fiberglass Reinforced Plastic | Pressurized
9018008 | 2 | Flapper Valve | 1998-12-08 | no | 1998-12-08 | no | Currently in Use | Gas (Historical Use) | 10000 | Steel-Impressed Current | 1969-01-01 | Fiberglass Reinforced Plastic | Pressurized
9018008 | 3 | Flapper Valve | 1998-12-08 | no | 1998-12-08 | no | Currently in Use | Diesel | 10000 | Steel-Impressed Current | 1969-01-01 | Steel (Impressed Current) | Suction (American)
9018008 | 4 | Flapper Valve | 1998-12-08 | no | 1998-12-08 | no | Currently in Use | Diesel | 12000 | Steel-Impressed Current | 1975-01-01 | Steel (Impressed Current) | Pressurized
9018011 | 1 |  | 1989-01-01 |  | 1989-01-01 |  | Currently in Use | Gas (Historical Use) | 12000 | Fiberglass | 1989-01-01 | Fiberglass Reinforced Plastic | Pressurized
9018011 | 2 |  | 1989-01-01 |  | 1989-01-01 |  | Currently in Use | Gas (Historical Use) | 12000 | Fiberglass | 1989-01-01 | Fiberglass Reinforced Plastic | Pressurized
9018011 | 3 |  | 2008-08-12 |  | 1998-10-01 |  | Currently in Use | Gas (Historical Use) | 12000 | Fiberglass | 1989-01-01 | Fiberglass Reinforced Plastic | Pressurized
9018011 | 4 |  | 1989-01-01 |  | 1989-01-01 |  | Currently in Use | Diesel | 20000 | Fiberglass | 1989-01-01 | Fiberglass Reinforced Plastic | Pressurized
9018011 | 5 |  | 1989-01-01 |  | 1989-01-01 |  | Currently in Use | Diesel | 20000 | Fiberglass | 1989-01-01 | Fiberglass Reinforced Plastic | Pressurized
9018011 | 6 |  | 1989-01-01 |  | 1989-01-01 |  | Currently in Use | Diesel | 20000 | Fiberglass | 1989-01-01 | Fiberglass Reinforced Plastic | Pressurized
9018012 | 1 | [5 empty] | Removed from Ground | Other | 500 | Not Marked/Unknown |  | Not Marked
9018012 | 2 | [5 empty] | Removed from Ground | Other | 500 | Not Marked/Unknown |  | Not Marked
9018013 | 1 | [5 empty] | Closed in Ground | Empty | 550 | Bare Steel | 1992-07-07 | Galvanized Steel
9018013 | 2 | [5 empty] | Closed in Ground | Empty | 550 | Bare Steel | 1992-07-07 | Galvanized Steel
9018014 | 1 | [5 empty] | Removed from Ground | Diesel | 0 | Bare Steel | 1975-01-01 | Galvanized Steel
9018014 | 2 | [5 empty] | Removed from Ground | Diesel | 0 | Bare Steel | 1975-01-01 | Galvanized Steel
9018014 | 3 | [5 empty] | Closed in Ground | Diesel | 0 | Bare Steel | 1975-01-01 | Galvanized Steel
9018014 | 4 | [5 empty] | Closed in Ground | Diesel | 0 | Bare Steel | 1975-01-01 | Galvanized Steel
9018015 | 1 | Flapper Valve | 1990-12-13 |  | 1990-12-13 |  | Currently in Use | Gas (Historical Use) | 10000 | Composite | 1990-12-13 | Fiberglass Reinforced Plastic | Safe Suction (Euro)
9018015 | 2 | Flapper Valve | 1990-12-13 |  | 1990-12-13 |  | Currently in Use | Diesel | 10000 | Composite | 1990-12-13 | Fiberglass Reinforced Plastic | Safe Suction (Euro)
9018016 | 1 |  | 1998-10-02 |  | 1998-10-02 |  | Currently in Use | Gas (Historical Use) | 6000 | Steel-Impressed Current | 1979-01-01 | Cathodically Protected | Safe Suction (Euro)
9018016 | 2 |  | 1998-10-02 |  | 1998-10-02 |  | Currently in Use | Gas (Historical Use) | 6000 | Steel-Impressed Current | 1979-01-01 | Cathodically Protected | Safe Suction (Euro)
9018017 | 1 | [5 empty] | Removed from Ground | Gas (Historical Use) | 4000 | Bare Steel | 1966-01-01 | Galvanized Steel | Safe Suction (Euro)
9018017 | 2 | [5 empty] | Removed from Ground | Gas (Historical Use) | 6000 | Bare Steel | 1966-01-01 | Galvanized Steel | Safe Suction (Euro)
9018018 | 1 | [5 empty] | Removed from Ground | Diesel | 12000 | Bare Steel | 1976-08-01 | Galvanized Steel | Suction (American)
9018019 | 1 | [5 empty] | Removed from Ground | Gas (Historical Use) | 1000 | Marked Unknown | 1995-08-16 | Unknown
9018021 | 1 | Ball Float | 1995-10-01 | no | 1995-10-01 | no | Currently in Use | Diesel | 25000 | Fiberglass Double Walled | 1995-10-01 | Fiberglass Reinforced Plastic | Pressurized
9018023 | DUMMY | [5 empty] | Currently in Use | Diesel | 0 | Not Marked/Unknown |  | Not Marked
9018024 | 1 | [5 empty] | Closed in Ground | Gas (Historical Use) | 6110 | Bare Steel | 1973-01-01 | Galvanized Steel | Suction (American)
9018024 | 2 | [5 empty] | Closed in Ground | Gas (Historical Use) | 4010 | Bare Steel | 1973-01-01 | Galvanized Steel | Suction (American)
9018025 | 1 | [5 empty] | Closed in Ground | Gas (Historical Use) | 550 | Marked Unknown | 1996-09-19 | Unknown
9018025 | 2 | [5 empty] | Closed in Ground | Gas (Historical Use) | 550 | Marked Unknown | 1996-09-19 | Unknown
9018026 | 1 |  | 1997-04-01 |  | 1997-04-01 |  | Currently in Use | Gas (Historical Use) | 12000 | Epoxy | 1997-04-01 | Fiberglass Reinforced Plastic | Pressurized
9018026 | 2 |  | 1997-04-01 |  | 1997-04-01 |  | Currently in Use | Diesel | 6000 | Epoxy | 1997-04-01 | Fiberglass Reinforced Plastic | Pressurized
9018026 | 3 |  | 1997-04-01 |  | 1997-04-01 |  | Currently in Use | Gas (Historical Use) | 8000 | Epoxy | 1997-04-01 | Fiberglass Reinforced Plastic | Pressurized
9018027 | 1 | [5 empty] | Removed from Ground | Gas (Historical Use) | 0 | Not Marked/Unknown |  | Not Marked
9018030 | P1 | Ball Float | 1997-12-01 | no | 1997-12-01 | no | Currently in Use | Diesel | 12000 | Composite | 1997-12-01 | Fiberglass Reinforced Plastic | Pressurized
9018030 | P2 | Ball Float | 1997-12-01 | no | 1997-12-01 | no | Currently in Use | Diesel | 12000 | Composite | 1997-12-01 | Fiberglass Reinforced Plastic | Pressurized
9018030 | P3 | Ball Float | 1997-12-01 | no | 1997-12-01 | no | Currently in Use | Gas (Historical Use) | 12000 | Composite | 1997-12-01 | Fiberglass Reinforced Plastic | Pressurized
9018030 | P4 | Ball Float | 1997-12-01 | no | 1997-12-01 | no | Currently in Use | Gas (Historical Use) | 12000 | Composite | 1997-12-01 | Fiberglass Reinforced Plastic | Pressurized
9018031 | 1 |  |  | yes |  | yes | Closed in Ground | Used Oil | 1000 | Bare Steel | 2001-08-29 | Galvanized Steel | Gravity Fed
9018032 | 1 |  | 1999-10-01 |  | 1999-10-01 |  | Currently in Use | Gas (Historical Use) | 20000 | Double Walled | 1999-10-01 | Fiberglass Reinforced Plastic | Pressurized
9018032 | 2 |  | 1999-10-01 |  | 1999-10-01 |  | Currently in Use | Gas (Historical Use) | 10000 | Double Walled | 1999-10-01 | Fiberglass Reinforced Plastic | Pressurized
9018032 | 3 |  | 1999-10-01 |  | 1999-10-01 |  | Currently in Use | Diesel | 25000 | Double Walled | 1999-10-01 | Fiberglass Reinforced Plastic | Pressurized
9018032 | 4 |  | 1999-10-01 |  | 1999-10-01 |  | Currently in Use | Diesel | 25000 | Double Walled | 1999-10-01 | Fiberglass Reinforced Plastic | Pressurized
9018033 | 1 | Ball Float | 1999-11-01 | no | 1999-11-01 | no | Currently in Use | Gas (Historical Use) | 12000 | Epoxy | 1999-11-01 | Fiberglass Reinforced Plastic | Pressurized
9018033 | 2 | Ball Float | 1999-11-01 | no | 1999-11-01 | no | Currently in Use | Gas (Historical Use) | 10000 | Epoxy | 1999-11-01 | Fiberglass Reinforced Plastic | Pressurized
9018033 | 3 | Ball Float | 1999-11-01 | no | 1999-11-01 | no | Currently in Use | Diesel | 6000 | Epoxy | 1999-11-01 | Fiberglass Reinforced Plastic | Pressurized
9018033 | 4 | Ball Float | 1999-11-01 | no | 1999-11-01 | no | Currently in Use | Diesel | 4000 | Epoxy | 1999-11-01 | Fiberglass Reinforced Plastic | Pressurized
9018033 | 5 | Ball Float | 1999-11-01 | no | 1999-11-01 | no | Currently in Use | Kerosene | 4000 | Epoxy | 1999-11-01 | Fiberglass Reinforced Plastic | Pressurized
9018034 | 1 |  | 1999-05-01 | yes | 1999-05-01 |  | Currently in Use | Other | 10000 | Fiberglass | 1999-05-01 | Fiberglass Reinforced Plastic | Suction (American)
9019002 | 1 | [5 empty] | Removed from Ground | Gas (Historical Use) | 1060 | Bare Steel | 1972-01-01 | Galvanized Steel | Suction (American)
9019002 | 2 | [5 empty] | Removed from Ground | Gas (Historical Use) | 560 | Bare Steel | 1972-01-01 | Galvanized Steel | Suction (American)
9019003 | 1 | [5 empty] | Removed from Ground | Other | 10000 | Bare Steel | 1993-05-01 | Not Marked
9019004 | 2 | [5 empty] | Removed from Ground | Gas (Historical Use) | 1000 | Not Marked/Unknown | 1994-03-14 | Not Marked
9019004 | 3A | Ball Float | 1994-04-01 | no | 1994-04-01 | no | Removed from Ground | Gas (Historical Use) | 3000 | Galvanic (STIP-3) | 1994-04-01 | Fiberglass Reinforced Plastic | Safe Suction (Euro)
9019004 | 3B | Ball Float | 1991-04-01 | no | 1994-04-01 | no | Removed from Ground | Diesel | 9000 | Galvanic (STIP-3) | 1994-04-01 | Fiberglass Reinforced Plastic | Safe Suction (Euro)
9019004 | D-1 | [5 empty] | Removed from Ground | Diesel | 15000 | Bare Steel | 1980-01-01 | Galvanized Steel | Safe Suction (Euro)
9019006 | 1 | [5 empty] | Removed from Ground | Gas (Historical Use) | 2000 | Bare Steel | 1982-05-09 | Galvanized Steel
9019006 | 2 | [5 empty] | Removed from Ground | Diesel | 7000 | Bare Steel | 1995-07-26 | Galvanized Steel
9019006 | 3 | [5 empty] | Removed from Ground | Diesel | 7000 | Not Marked/Unknown | 1995-07-26 | Not Marked
9019009 | 1 | [5 empty] | Removed from Ground | Gas (Historical Use) | 3000 | Marked Unknown | 1995-11-17 | Unknown
9019009 | 2 | [5 empty] | Removed from Ground | Gas (Historical Use) | 3000 | Marked Unknown | 1995-11-17 | Unknown
9019009 | 3 | [5 empty] | Removed from Ground | Gas (Historical Use) | 3000 | Marked Unknown | 1995-11-17 | Unknown
9019010 | 1 |  | 1995-01-28 | no | 1995-01-28 | no | Temporarily out of use | E-10 | 8000 | Galvanic (STIP-3) | 1995-01-28 | Fiberglass Reinforced Plastic | Pressurized
9019010 | 2 |  | 1995-01-28 | no | 1995-01-28 | no | Temporarily out of use | Premium | 8000 | Galvanic (STIP-3) | 1995-01-28 | Fiberglass Reinforced Plastic | Pressurized
9019011 | 1RUL |  | 1990-06-28 |  | 1990-06-28 |  | Currently in Use | Gas (Historical Use) | 6000 | Galvanic (STIP-3) | 1990-06-01 | Cathodically Protected | Safe Suction (Euro)
9019011 | 2SUL |  | 1990-06-28 |  | 1990-06-28 |  | Currently in Use | Gas (Historical Use) | 4000 | Galvanic (STIP-3) | 1990-06-01 | Cathodically Protected | Safe Suction (Euro)
9019011 | 3PLUS |  | 1990-06-28 |  | 1990-06-28 |  | Currently in Use | Gas (Historical Use) | 4000 | Galvanic (STIP-3) | 1990-06-01 | Cathodically Protected | Safe Suction (Euro)
9019012 | 1 | [5 empty] | Removed from Ground | Gas (Historical Use) | 2000 | Cathodically Protected Steel | 1985-01-01 | Galvanized Steel | Suction (American)
9019012 | 2 | [5 empty] | Removed from Ground | Gas (Historical Use) | 4000 | Cathodically Protected Steel | 1985-01-01 | Galvanized Steel | Suction (American)
9019012 | 3 | [5 empty] | Removed from Ground | Diesel | 2000 | Cathodically Protected Steel | 1985-01-01 | Galvanized Steel | Suction (American)
9019013 | 1 | [5 empty] | Removed from Ground | Gas (Historical Use) | 2000 | Bare Steel | 1969-01-01 | Galvanized Steel | Suction (American)
9019013 | 2 | [5 empty] | Removed from Ground | Diesel | 6000 | Bare Steel | 1975-01-01 | Galvanized Steel | Suction (American)
9019014 | 1 | [5 empty] | Removed from Ground | Diesel | 8000 | Bare Steel | 1986-10-01 | Galvanized Steel | Safe Suction (Euro)
9019015 | 1 | [5 empty] | Removed from Ground | Diesel | 10000 | Epoxy | 1985-01-01 | Galvanized Steel | Suction (American)
9019016 | 1 | [5 empty] | Removed from Ground | Gas (Historical Use) | 7000 | Not Marked/Unknown | 1997-08-20 | Not Marked
9019016 | 2 | [5 empty] | Removed from Ground | Diesel | 7000 | Not Marked/Unknown | 1997-08-20 | Not Marked
9019016 | 3 | [5 empty] | Removed from Ground | Gas (Historical Use) | 1000 | Not Marked/Unknown | 1997-08-20 | Not Marked
9019018 | 1 |  | 1998-11-01 |  | 1998-11-01 |  | Currently in Use | Gas (Historical Use) | 6000 | Steel-Impressed Current | 1998-11-01 | Cathodically Protected | Safe Suction (Euro)
9019018 | 2 |  | 1998-11-01 |  | 1998-11-01 |  | Currently in Use | Gas (Historical Use) | 6000 | Steel-Impressed Current | 1998-11-01 | Cathodically Protected | Safe Suction (Euro)
9019019 | 1 |  | 1998-12-10 |  | 1998-12-10 |  | Currently in Use | Gas (Historical Use) | 4000 | Steel-Impressed Current | 1978-06-01 | Cathodically Protected | Safe Suction (Euro)
9019019 | 2 |  | 1998-12-10 |  | 1998-12-10 |  | Currently in Use | Gas (Historical Use) | 1000 | Steel-Impressed Current | 1978-06-01 | Cathodically Protected | Safe Suction (Euro)
9019020 | 1 | [5 empty] | Removed from Ground | Gas (Historical Use) | 1000 | Bare Steel | 1999-06-14 | Bare Steel
9019020 | 2 | [5 empty] | Removed from Ground | Gas (Historical Use) | 5000 | Bare Steel | 1999-06-14 | Bare Steel
9019020 | 3 | [5 empty] | Removed from Ground | Gas (Historical Use) | 5000 | Bare Steel | 1999-06-14 | Bare Steel
9019021 | 1 | [5 empty] | Removed from Ground | Gas (Historical Use) | 500 | Bare Steel |  | Galvanized Steel | Safe Suction (Euro)
9019021 | 2 | [5 empty] | Removed from Ground | Gas (Historical Use) | 500 | Marked Unknown |  | Not Marked
9019021 | 3 | [5 empty] | Removed from Ground | Gas (Historical Use) | 500 | Marked Unknown |  | Not Marked
9019021 | 4 | [5 empty] | Removed from Ground | Gas (Historical Use) | 500 | Marked Unknown |  | Not Marked
9019022 | 1 | [5 empty] | Removed from Ground | Diesel | 1000 | Bare Steel | 1955-01-01 | Bare Steel | Safe Suction (Euro)
9019022 | 2 | [5 empty] | Removed from Ground | Diesel | 1000 | Bare Steel | 1955-01-01 | Bare Steel | Safe Suction (Euro)
9019022 | 3 | [5 empty] | Removed from Ground | Gas (Historical Use) | 1000 | Bare Steel | 1955-01-01 | Bare Steel | Safe Suction (Euro)
9019023 | 1 | [5 empty] | Temporarily out of use | Gas (Historical Use) | 0 | Bare Steel | 1998-01-01 | Bare Steel
9019023 | 2 | [5 empty] | Temporarily out of use | Gas (Historical Use) | 0 | Bare Steel | 1998-01-01 | Bare Steel
9019023 | 3 | [5 empty] | Temporarily out of use | Gas (Historical Use) | 0 | Bare Steel | 1998-01-01 | Bare Steel
9019023 | 4 | [5 empty] | Temporarily out of use | Empty | 0 | Bare Steel | 1998-01-01 | Bare Steel
9020001 | 1 | [5 empty] | Temporarily out of use | Gas (Historical Use) | 1000 | Not Marked/Unknown |  | Not Marked
9020001 | 2 | [5 empty] | Temporarily out of use | Gas (Historical Use) | 1000 | Not Marked/Unknown |  | Not Marked
9020001 | 3 | [5 empty] | Temporarily out of use | Gas (Historical Use) | 1000 | Not Marked/Unknown |  | Not Marked
9020003 | 1 | [5 empty] | Permanently Out of Use - historical purposes | Gas (Historical Use) | 1000 | Bare Steel | 1971-01-01 | Galvanized Steel
9020003 | 2 | [5 empty] | Permanently Out of Use - historical purposes | Gas (Historical Use) | 1000 | Bare Steel | 1971-01-01 | Galvanized Steel
9020009 | 1 | Overfill Alarm | 1990-01-27 | no | 1990-01-27 | no | Currently in Use | Plus | 6000 | Composite | 1990-01-27 | Double-Walled Flex | Pressurized
9020009 | 2 | Overfill Alarm | 1990-01-27 | no | 1990-01-27 | no | Currently in Use | E-10 | 8000 | Composite | 1990-01-27 | Double-Walled Flex | Pressurized
9020009 | 3 | Overfill Alarm | 1990-01-27 | no | 1990-01-27 | no | Currently in Use | Premium | 8000 | Composite | 1990-01-27 | Double-Walled Flex | Pressurized
9020009 | 4 | Overfill Alarm | 1990-01-27 | no | 1990-01-27 | no | Currently in Use | Diesel | 4000 | Composite | 1990-01-27 | Double-Walled Flex | Pressurized
9020010 | 1 |  |  | yes |  | yes | Removed from Ground | Used Oil | 1 | Concrete | 1986-01-01 | Fiberglass Reinforced Plastic
9020011 | 1 | Overfill Alarm | 1989-06-19 | no | 1989-06-19 | no | Currently in Use | Regular | 8000 | Composite | 1989-05-01 | Fiberglass Reinforced Plastic | Pressurized
9020011 | 2 | Overfill Alarm | 1989-06-19 | no | 1989-06-19 | no | Currently in Use | Premium | 8000 | Composite | 1989-05-01 | Fiberglass Reinforced Plastic | Pressurized
9020011 | 3 | Overfill Alarm | 1989-06-19 | no | 1989-06-19 | no | Currently in Use | Plus | 6000 | Composite | 1989-05-01 | Fiberglass Reinforced Plastic | Pressurized
9020011 | 4 | Overfill Alarm | 1989-06-19 | no | 1989-06-19 | no | Currently in Use | Diesel | 4000 | Composite | 1989-05-01 | Fiberglass Reinforced Plastic | Pressurized
9020012 | 1 | [5 empty] | Removed from Ground | Gas (Historical Use) | 1000 | Bare Steel | 1971-01-01 | Galvanized Steel
9020013 | 1 | Overfill Alarm | 1992-05-04 | no | 1992-05-04 | no | Temporarily out of use | Plus | 6000 | Composite | 1990-09-22 | Double-Walled Flex | Pressurized
9020013 | 2 | Overfill Alarm | 1992-05-04 | no | 1992-05-04 | no | Currently in Use | E-10 | 8000 | Composite | 1990-09-22 | Double-Walled Flex | Pressurized
9020013 | 3 | Overfill Alarm | 1992-05-04 | no | 1992-05-04 | no | Currently in Use | Premium | 8000 | Composite | 1990-09-22 | Double-Walled Flex | Pressurized
9020013 | 4 | Overfill Alarm | 1992-05-04 | no | 1992-05-04 | no | Currently in Use | Diesel | 4000 | Composite | 1990-09-22 | Double-Walled Flex | Pressurized
9020014 | RU | Flapper Valve | 1992-01-01 | no | 1992-01-01 | no | Currently in Use | Regular | 6000 | Steel-Impressed Current | 1986-01-01 |  | Pressurized
9020014 | SR | Flapper Valve | 1992-01-01 | no | 1992-01-01 | no | Currently in Use | Premium | 6000 | Steel-Impressed Current | 1986-01-01 |  | Pressurized
9020014 | SU | Flapper Valve | 1992-01-01 | no | 1992-01-01 | no | Currently in Use | Plus | 6000 | Steel-Impressed Current | 1986-01-01 |  | Pressurized
9020015 | 1 |  | 1989-02-01 |  | 1989-02-01 |  | Currently in Use | Gas (Historical Use) | 8200 | Composite | 1989-02-01 | Fiberglass Reinforced Plastic | Pressurized
9020015 | 2 |  | 1989-02-01 |  | 1989-02-01 |  | Currently in Use | Gas (Historical Use) | 8200 | Composite | 1989-02-01 | Fiberglass Reinforced Plastic | Pressurized
9020015 | 3 |  | 1989-02-01 |  | 1989-02-01 |  | Currently in Use | Gas (Historical Use) | 8200 | Composite | 1989-02-01 | Fiberglass Reinforced Plastic | Pressurized
9020015 | 4 |  | 1989-02-01 |  | 1989-02-01 |  | Currently in Use | Diesel | 15000 | Composite | 1989-02-01 | Fiberglass Reinforced Plastic | Pressurized
9020015 | 5 |  | 1989-02-01 |  | 1989-02-01 |  | Currently in Use | Diesel | 30000 | Composite | 1989-02-01 | Fiberglass Reinforced Plastic | Pressurized
9020015 | 6 |  | 1993-07-01 |  | 1993-07-01 |  | Currently in Use | Diesel | 30000 | Composite | 1993-07-01 | Fiberglass Reinforced Plastic | Pressurized
9020015 | 7 |  | 2008-02-14 | no | 2008-02-14 | no | Currently in Use | Diesel | 30000 | Composite Double Walled | 2008-02-14 | Steel/FG Secondary containment | Pressurized
9020016 | T1 | [5 empty] | Removed from Ground | Diesel | 10000 | Cathodically Protected Steel | 1986-01-01 | Galvanized Steel | Pressurized
9020016 | T2 | [5 empty] | Removed from Ground | Diesel | 3600 | Cathodically Protected Steel | 1986-01-01 | Galvanized Steel | Pressurized
9020017 | T1 | [5 empty] | Removed from Ground | Kerosene | 1000 | Bare Steel | 1959-01-01 | Bare Steel | Safe Suction (Euro)
9020017 | T2 | [5 empty] | Removed from Ground | Diesel | 4000 | Bare Steel | 1959-01-01 | Bare Steel | Safe Suction (Euro)
9020017 | T3 | [5 empty] | Removed from Ground | Diesel | 4000 | Bare Steel | 1959-01-01 | Bare Steel | Safe Suction (Euro)
9020017 | T4 | [5 empty] | Removed from Ground | Gas (Historical Use) | 3000 | Bare Steel | 1959-01-01 | Bare Steel | Safe Suction (Euro)
9020017 | T5 | [5 empty] | Removed from Ground | Gas (Historical Use) | 3000 | Bare Steel | 1959-01-01 | Bare Steel | Safe Suction (Euro)
9020017 | T6 | [5 empty] | Removed from Ground | Gas (Historical Use) | 3000 | Bare Steel | 1959-01-01 | Bare Steel | Safe Suction (Euro)
9020018 | 1 | [5 empty] | Removed from Ground | Gas (Historical Use) | 0 | Marked Unknown | 1992-11-16 | Unknown
9020018 | 2 | [5 empty] | Removed from Ground | Gas (Historical Use) | 0 | Marked Unknown | 1992-11-16 | Unknown
9020018 | 3 | [5 empty] | Removed from Ground | Gas (Historical Use) | 0 | Marked Unknown | 1992-11-16 | Unknown
9020018 | 4 | [5 empty] | Removed from Ground | Diesel | 0 | Marked Unknown | 1992-11-16 | Unknown
9020018 | 5 | [5 empty] | Removed from Ground | Gas (Historical Use) | 0 | Marked Unknown | 1992-11-16 | Unknown
9020019 | 1 | [5 empty] | Removed from Ground | Gas (Historical Use) | 500 | Bare Steel | 1962-01-01 | Bare Steel | Safe Suction (Euro)
9020019 | 2 | [5 empty] | Removed from Ground | Gas (Historical Use) | 1000 | Bare Steel | 1962-01-01 | Bare Steel | Safe Suction (Euro)
9020021 | 1 | [5 empty] | Removed from Ground | Gas (Historical Use) | 12000 | Bare Steel | 1983-01-01 | Galvanized Steel | Pressurized
9020021 | 2 | [5 empty] | Removed from Ground | Diesel | 12000 | Bare Steel | 1983-01-01 | Galvanized Steel | Pressurized
9020021 | 3 | [5 empty] | Removed from Ground | Diesel | 12000 | Bare Steel | 1983-01-01 | Galvanized Steel | Pressurized
9020021 | 4 | [5 empty] | Removed from Ground | Diesel | 6000 | Bare Steel | 1983-01-01 | Galvanized Steel | Pressurized
9020021 | 5 | [5 empty] | Removed from Ground | Diesel | 3000 | Bare Steel | 1983-01-01 | Galvanized Steel | Pressurized
9020021 | 6 | [5 empty] | Removed from Ground | Gas (Historical Use) | 3000 | Cathodically Protected Steel | 1983-01-01 | Galvanized Steel | Suction (American)
9020022 | 1 | [5 empty] | Removed from Ground | Diesel | 500 | Not Marked/Unknown | 1993-09-01 | Not Marked
9020086 | 1 | [5 empty] | Removed from Ground | Gas (Historical Use) | 500 | Bare Steel | 1953-01-01 | Galvanized Steel | Suction (American)
9020086 | 2 | [5 empty] | Removed from Ground | Gas (Historical Use) | 500 | Bare Steel | 1953-01-01 | Galvanized Steel | Suction (American)
9020087 | 1 | Flapper Valve | 1996-05-01 | no | 1996-05-01 | no | Currently in Use | Regular | 6000 | Steel-Impressed Current | 1982-01-01 |  | Pressurized
9020087 | 2 | Flapper Valve | 1996-05-01 | no | 1996-05-01 | no | Currently in Use | Premium | 6000 | Steel-Impressed Current | 1982-01-01 |  | Pressurized
9020087 | 3 | Flapper Valve | 1996-05-01 | no | 1996-05-01 | no | Currently in Use | Gas (Historical Use) | 6000 | Steel-Impressed Current | 1982-01-01 |  | Pressurized
9020088 | 1 |  | 1996-06-11 |  | 1996-06-11 |  | Currently in Use | Gas (Historical Use) | 8000 | Steel-Impressed Current | 1978-01-01 | Double Walled | Pressurized
9020088 | 2 |  | 1996-06-11 |  | 1996-06-11 |  | Currently in Use | Gas (Historical Use) | 8000 | Steel-Impressed Current | 1978-01-01 | Double Walled | Pressurized
9020088 | 3 |  | 1996-06-11 |  | 1996-06-11 |  | Currently in Use | Gas (Historical Use) | 6000 | Steel-Impressed Current | 1978-01-01 | Double Walled | Pressurized
9020088 | 4 |  | 1996-06-11 |  | 1996-06-11 |  | Currently in Use | Diesel | 4000 | Steel-Impressed Current | 1982-01-01 | Double Walled | Pressurized
9020089 | 1 |  | 1982-01-01 |  | 1982-01-01 |  | Removed from Ground | Gas (Historical Use) | 8000 | Steel-Impressed Current | 1982-01-01 | Cathodically Protected | Pressurized
9020089 | 2 |  | 1982-01-01 |  | 1982-01-01 |  | Removed from Ground | Gas (Historical Use) | 8000 | Steel-Impressed Current | 1982-01-01 | Cathodically Protected | Pressurized
9020089 | 3 |  | 1982-01-01 |  | 1982-01-01 |  | Removed from Ground | Gas (Historical Use) | 8000 | Galvanic (STIP-3) | 1982-01-01 | Cathodically Protected | Pressurized
9020089 | 4 |  | 1982-01-01 |  | 1982-01-01 |  | Removed from Ground | Gas (Historical Use) | 8000 | Galvanic (STIP-3) | 1982-01-01 | Cathodically Protected | Pressurized
9020089 | 5A | Ball Float | 2004-05-01 | no | 2004-05-01 | no | Currently in Use | Gas (Historical Use) | 12000 | Fiberglass Double Walled | 2004-05-01 | Double-Walled Flex | Pressurized
9020089 | 5B | Ball Float | 2004-05-01 | no | 2004-05-01 | no | Currently in Use | Gas (Historical Use) | 8000 | Fiberglass Double Walled | 2004-05-01 | Double-Walled Flex | Pressurized
9020090 | 1 |  | 1990-01-01 |  | 1990-01-01 |  | Temporarily out of use | Gas (Historical Use) | 8000 | Galvanic (STIP-3) | 1990-01-01 | Cathodically Protected | Pressurized
9020090 | 2 |  | 1990-01-01 |  | 1990-01-01 |  | Temporarily out of use | Gas (Historical Use) | 1000 | Galvanic (STIP-3) | 1990-01-01 | Cathodically Protected | Pressurized
9020090 | 3 |  | 1990-01-01 |  | 1990-01-01 |  | Temporarily out of use | Gas (Historical Use) | 8000 | Galvanic (STIP-3) | 1990-01-01 | Cathodically Protected | Pressurized
9020090 | 4 |  | 1990-01-01 |  | 1990-01-01 |  | Temporarily out of use | Diesel | 8000 | Galvanic (STIP-3) | 1990-01-01 | Cathodically Protected | Pressurized
9020091 | 1-UL |  | 1996-06-21 |  | 1996-06-21 |  | Currently in Use | Gas (Historical Use) | 6000 | Steel-Impressed Current | 1983-01-01 | Cathodically Protected | Pressurized
9020091 | 2-UL |  | 1996-06-21 |  | 1996-06-21 |  | Currently in Use | Gas (Historical Use) | 6000 | Steel-Impressed Current | 1983-01-01 | Cathodically Protected | Pressurized
9020091 | 3-MG |  | 1996-06-21 |  | 1996-06-21 |  | Currently in Use | Gas (Historical Use) | 6000 | Steel-Impressed Current | 1983-01-01 | Cathodically Protected | Pressurized
9020091 | 4-PREM |  | 1996-06-21 |  | 1996-06-21 |  | Currently in Use | Gas (Historical Use) | 6000 | Steel-Impressed Current | 1983-01-01 | Cathodically Protected | Pressurized
9020091 | 5-PREM |  | 1996-06-21 |  | 1996-06-21 |  | Currently in Use | Gas (Historical Use) | 6000 | Steel-Impressed Current | 1983-01-01 | Cathodically Protected | Pressurized
9020092 | 1 | Ball Float | 1992-10-16 | no | 1992-10-16 | no | Currently in Use | Diesel | 4000 | Composite | 1992-10-16 | Fiberglass Reinforced Plastic | Pressurized
9020092 | 2 | Ball Float | 1992-10-16 | no | 1992-10-16 | no | Currently in Use | Empty | 6000 | Composite | 1992-10-16 | Fiberglass Reinforced Plastic | Pressurized
9020092 | 3 | Ball Float | 1992-10-16 | no | 1992-10-16 | no | Currently in Use | Regular | 8000 | Composite | 1992-10-16 | Fiberglass Reinforced Plastic | Pressurized
9020092 | 4 | Ball Float | 1992-10-16 | no | 1992-10-16 | no | Currently in Use | Premium | 8000 | Composite | 1992-10-16 | Fiberglass Reinforced Plastic | Pressurized
9020093 | 1 | [5 empty] | Removed from Ground | Gas (Historical Use) | 1000 | Not Marked/Unknown |  | Not Marked
9020093 | 2 | [5 empty] | Removed from Ground | Diesel | 1000 | Not Marked/Unknown |  | Not Marked
9020093 | 3 | [5 empty] | Removed from Ground | Gas (Historical Use) | 150 | Not Marked/Unknown |  | Not Marked
9020093 | 4 | [5 empty] | Removed from Ground | Diesel | 500 | Not Marked/Unknown |  | Not Marked
9020094 | 1 | [5 empty] | Removed from Ground | Other | 4000 | Not Marked/Unknown |  | Not Marked
9020094 | 2 | [5 empty] | Removed from Ground | Other | 4000 | Not Marked/Unknown |  | Not Marked
9020094 | 3 | [5 empty] | Removed from Ground | Other | 4000 | Not Marked/Unknown |  | Not Marked
9020094 | 4 | [5 empty] | Removed from Ground | Other | 4000 | Not Marked/Unknown |  | Not Marked
9020094 | 5 | [5 empty] | Removed from Ground | Diesel | 4000 | Not Marked/Unknown |  | Not Marked
9020094 | 6 | [5 empty] | Removed from Ground | Diesel | 4000 | Not Marked/Unknown |  | Not Marked
9020094 | 7 | [5 empty] | Removed from Ground | Gas (Historical Use) | 4000 | Not Marked/Unknown |  | Not Marked
9020094 | 8 | [5 empty] | Removed from Ground | Gas (Historical Use) | 1000 | Not Marked/Unknown |  | Not Marked
9020094 | 9 | [5 empty] | Removed from Ground | Gas (Historical Use) | 1000 | Not Marked/Unknown |  | Not Marked
9020096 | 1REG |  |  |  | 1991-11-07 |  | Removed from Ground | Gas (Historical Use) | 8000 | Bare Steel | 1970-02-15 | Bare Steel | Pressurized
9020096 | 2REG |  |  |  | 1991-11-07 |  | Removed from Ground | Gas (Historical Use) | 8000 | Bare Steel | 1970-02-15 | Bare Steel | Pressurized
9020096 | 3PRE |  |  |  | 1991-11-07 |  | Removed from Ground | Gas (Historical Use) | 8000 | Bare Steel | 1970-02-15 | Bare Steel | Pressurized
9020096 | 4UL |  | 1995-09-01 |  | 1995-09-01 |  | Currently in Use | Gas (Historical Use) | 12000 | Composite | 1995-09-01 | Fiberglass Reinforced Plastic | Pressurized
9020096 | AMID |  | 1995-09-01 |  | 1995-09-01 |  | Currently in Use | Gas (Historical Use) | 6000 | Composite | 1995-09-01 | Fiberglass Reinforced Plastic | Pressurized
9020096 | BPREM |  | 1995-09-01 |  | 1995-09-01 |  | Currently in Use | Gas (Historical Use) | 6000 | Composite | 1995-09-01 | Fiberglass Reinforced Plastic | Pressurized
9020097 | UL-1 | [5 empty] | Removed from Ground | Gas (Historical Use) | 4000 | Marked Unknown | 1982-01-01 | Not Marked | Safe Suction (Euro)
9020098 | 1 | [5 empty] | Removed from Ground | Gas (Historical Use) | 10000 | Bare Steel | 1976-03-10 | Galvanized Steel | Pressurized
9020098 | 2 | [5 empty] | Removed from Ground | Gas (Historical Use) | 10000 | Bare Steel | 1976-03-10 | Galvanized Steel | Pressurized
9020098 | 3 | [5 empty] | Removed from Ground | Gas (Historical Use) | 10000 | Bare Steel | 1976-03-10 | Galvanized Steel | Pressurized
9020098 | 4 | [5 empty] | Removed from Ground | Diesel | 10000 | Bare Steel | 1976-03-10 | Galvanized Steel | Pressurized
9020098 | 5 | [5 empty] | Removed from Ground | Other | 280 | Bare Steel | 1976-03-10 | Galvanized Steel | Safe Suction (Euro)
9020098 | 6 | Flapper Valve | 1997-12-15 |  | 1997-12-15 |  | Removed from Ground | Gas (Historical Use) | 15000 | Composite Double Walled | 1997-12-15 | Double-Walled Flex | Pressurized
9020098 | 7 |  | 1997-12-15 |  | 1997-12-15 |  | Removed from Ground | Gas (Historical Use) | 12000 | Composite Double Walled | 1997-12-15 | Double-Walled Flex | Pressurized
9020099 | 1 |  | 1998-12-21 |  | 1998-12-21 |  | Removed from Ground | Gas (Historical Use) | 10000 | Steel-Impressed Current | 1988-01-01 | Cathodically Protected | Pressurized
9020099 | 2 |  | 1998-12-21 |  | 1998-12-21 |  | Removed from Ground | Gas (Historical Use) | 10000 | Steel-Impressed Current | 1988-01-01 | Cathodically Protected | Pressurized
9020099 | 3 |  | 1998-12-21 |  | 1998-12-21 |  | Removed from Ground | Gas (Historical Use) | 10000 | Steel-Impressed Current | 1988-01-01 | Cathodically Protected | Pressurized
9020100 | 1 | [5 empty] | Removed from Ground | Gas (Historical Use) | 2000 | Bare Steel | 1998-12-22 | Galvanized Steel | Suction (American)
9020100 | 2 | [5 empty] | Removed from Ground | Gas (Historical Use) | 2000 | Bare Steel | 1998-12-22 | Galvanized Steel | Safe Suction (Euro)
9020100 | 3A | Flapper Valve | 1999-10-12 | no | 1999-10-12 | no | Currently in Use | Regular | 1000 | Composite | 1999-09-17 | Fiberglass Reinforced Plastic | Safe Suction (Euro)
9020100 | 3B |  | 1999-10-12 | no | 1999-10-12 | no | Temporarily out of use | Premium | 1000 | Composite | 1999-09-17 | Fiberglass Reinforced Plastic | Safe Suction (Euro)
9020102 | NOLEAD | Flapper Valve | 1991-03-01 | no | 1991-03-01 | yes | Currently in Use | Regular | 10000 | Steel-Impressed Current | 1991-03-01 |  | Pressurized
9020102 | PLUS | Flapper Valve | 1991-03-01 | no | 1991-03-01 | yes | Currently in Use | Plus | 10000 | Steel-Impressed Current | 1991-03-01 |  | Pressurized
9020102 | PREMIUM | Flapper Valve | 1991-03-01 | no | 1991-03-01 | yes | Currently in Use | Premium | 10000 | Steel-Impressed Current | 1991-03-01 |  | Pressurized
9020103 | 1 | Overfill Alarm | 1995-05-29 | no | 1995-05-29 | no | Currently in Use | E-10 | 8000 | Composite | 1995-05-29 | Double-Walled Flex | Pressurized
9020103 | 2 | Overfill Alarm | 1995-05-29 | no | 1995-05-29 | no | Currently in Use | Premium | 8000 | Composite | 1995-05-29 | Fiberglass Reinforced Plastic | Pressurized
9020103 | 3 | Overfill Alarm | 1995-05-29 | no | 1995-05-29 | no | Temporarily out of use | E-85 | 6000 | Composite | 1995-05-29 | Fiberglass Reinforced Plastic | Pressurized
9020103 | 4 | Overfill Alarm | 1995-05-29 | no | 1995-05-29 | no | Currently in Use | Diesel | 4000 | Composite | 1995-05-29 | Fiberglass Reinforced Plastic | Pressurized
9020105 | 1 |  | 1993-03-05 |  | 1993-03-05 |  | Temporarily out of use | Kerosene | 4000 | Composite | 1993-02-01 | Fiberglass Reinforced Plastic | Pressurized
9020105 | 2 | Ball Float | 1993-03-05 | no | 1993-03-05 | no | Currently in Use | Regular | 10000 | Composite | 1993-02-01 | Fiberglass Reinforced Plastic | Pressurized
9020105 | 3 | Ball Float | 1993-03-05 | no | 1993-03-05 | no | Currently in Use | Regular | 10000 | Composite | 1993-02-01 | Fiberglass Reinforced Plastic | Pressurized
9020105 | 4 | Ball Float | 1993-03-05 | no | 1993-03-05 | no | Currently in Use | Premium | 10000 | Composite | 1993-02-01 | Fiberglass Reinforced Plastic | Pressurized
9020105 | 5 | Ball Float | 1993-03-05 | no | 1993-03-05 | no | Currently in Use | Diesel | 20000 | Composite | 1993-02-01 | Fiberglass Reinforced Plastic | Pressurized
9020105 | 6 | Ball Float | 1993-03-05 | no | 1993-03-05 | no | Temporarily out of use | Diesel | 20000 | Composite | 1993-02-01 | Fiberglass Reinforced Plastic | Pressurized
9020106 | 1 | [5 empty] | Removed from Ground | Gas (Historical Use) | 3500 | Cathodically Protected Steel | 1998-08-07 | Bare Steel | Suction (American)
9020106 | 2 | [5 empty] | Removed from Ground | Gas (Historical Use) | 3500 | Bare Steel | 1998-08-07 | Bare Steel | Suction (American)
9020106 | 3 | [5 empty] | Removed from Ground | Gas (Historical Use) | 3500 | Cathodically Protected Steel | 1998-08-07 | Bare Steel | Suction (American)
9020108 | 1 |  | 1994-12-01 |  | 1994-12-01 |  | Temporarily out of use | Gas (Historical Use) | 10000 | Fiberglass | 1994-12-04 | Fiberglass Reinforced Plastic | Pressurized
9020108 | 2 |  | 1994-12-01 |  | 1994-12-01 |  | Temporarily out of use | Gas (Historical Use) | 10000 | Fiberglass | 1994-12-01 | Fiberglass Reinforced Plastic | Pressurized
9020108 | 3 |  | 1994-12-01 |  | 1994-12-01 |  | Temporarily out of use | Gas (Historical Use) | 12000 | Fiberglass | 1994-12-01 | Fiberglass Reinforced Plastic | Pressurized
9020108 | 4 |  | 1994-12-01 |  | 1994-12-01 |  | Temporarily out of use | Diesel | 20000 | Fiberglass | 1994-12-01 | Fiberglass Reinforced Plastic | Pressurized
9020108 | 5 |  | 1994-12-01 |  | 1994-12-01 |  | Temporarily out of use | Diesel | 20000 | Fiberglass | 1994-12-01 | Fiberglass Reinforced Plastic | Pressurized
9020108 | 6 |  | 1994-12-01 |  | 1994-12-01 |  | Temporarily out of use | Diesel | 20000 | Fiberglass | 1994-12-04 | Fiberglass Reinforced Plastic | Pressurized
9020109 | 1 | [5 empty] | Removed from Ground | Diesel | 2000 | Bare Steel | 1980-01-01 | Galvanized Steel | Suction (American)
9020109 | 2 | [5 empty] | Removed from Ground | Gas (Historical Use) | 2000 | Steel-Impressed Current | 1980-01-01 | Cathodically Protected | Suction (American)
9020109 | 3 | [5 empty] | Removed from Ground | Gas (Historical Use) | 4000 | Steel-Impressed Current | 1980-01-01 | Cathodically Protected | Suction (American)
9020109 | 4 |  | 1997-08-19 |  | 1997-08-19 |  | Removed from Ground | Gas (Historical Use) | 8000 | Fiberglass | 1980-01-01 | Cathodically Protected | Suction (American)
9020109 | 5 | [5 empty] | Currently in Use | Gas (Historical Use) | 8000 | Fiberglass | 1980-01-01 | Flex | Pressurized
9020109 | 6 |  | 1997-08-19 | no | 1997-08-19 | no | Currently in Use | Gas (Historical Use) | 8000 | Composite | 1997-08-19 | Flex | Pressurized
9020110 | 1 |  | 1998-11-05 |  | 1989-01-11 |  | Removed from Ground | Gas (Historical Use) | 8000 | Steel-Impressed Current | 1989-01-11 | Fiberglass Reinforced Plastic | Pressurized
9020110 | 2 |  | 1998-11-05 |  | 1989-01-11 |  | Removed from Ground | Gas (Historical Use) | 8000 | Steel-Impressed Current | 1989-01-11 | Fiberglass Reinforced Plastic | Pressurized
9020110 | 3 |  | 1998-11-05 |  | 1989-01-11 |  | Removed from Ground | Gas (Historical Use) | 8000 | Steel-Impressed Current | 1989-01-11 | Fiberglass Reinforced Plastic | Pressurized
9020112 | 1 |  | 1998-02-06 |  | 1998-02-06 |  | Removed from Ground | Gas (Historical Use) | 4000 | Steel-Impressed Current | 1981-01-01 | Cathodically Protected | Pressurized
9020112 | 2 |  | 1998-02-06 |  | 1998-02-06 |  | Removed from Ground | Gas (Historical Use) | 4000 | Steel-Impressed Current | 1981-01-01 | Cathodically Protected | Pressurized
9020112 | 3 |  | 1998-02-06 |  | 1998-02-06 |  | Removed from Ground | Gas (Historical Use) | 4000 | Steel-Impressed Current | 1981-01-01 | Cathodically Protected | Pressurized
9020112 | 4 |  | 1998-02-06 |  | 1998-02-06 |  | Removed from Ground | Gas (Historical Use) | 4000 | Steel-Impressed Current | 1981-01-01 | Cathodically Protected | Pressurized
9020115 | 1 | Flapper Valve | 1998-09-30 | no | 1998-09-30 | no | Currently in Use | Regular | 10000 |  | 1998-09-30 | Fiberglass Reinforced Plastic | Pressurized
9020115 | 2 | Flapper Valve | 1998-09-30 | no | 1998-09-30 | no | Currently in Use | Diesel | 4000 |  | 1998-09-30 | Double-Walled Flex | Safe Suction (Euro)
9020117 | 3 | [5 empty] | Removed from Ground | Gas (Historical Use) | 500 | Bare Steel | 1993-08-30 | Galvanized Steel | Safe Suction (Euro)
9020120 | 1 | Ball Float | 1996-12-01 |  | 1996-12-01 |  | Currently in Use | Gas (Historical Use) | 10000 | Epoxy Double-Walled | 1996-12-01 | Double-Walled Flex | Pressurized
9020120 | 2 | Ball Float | 1996-12-01 |  | 1996-12-01 |  | Currently in Use | Gas (Historical Use) | 10000 | Epoxy Double-Walled | 1996-12-01 | Double-Walled Flex | Pressurized
9020120 | 3 | Ball Float | 1996-12-01 |  | 1996-12-01 |  | Currently in Use | Gas (Historical Use) | 10000 | Epoxy Double-Walled | 1996-12-01 | Double-Walled Flex | Pressurized
9020120 | 4 | Ball Float | 1996-12-01 |  | 1996-12-01 |  | Currently in Use | Diesel | 20000 | Epoxy Double-Walled | 1996-12-01 | Double-Walled Flex | Pressurized
9020120 | 5 | Ball Float | 1996-12-01 |  | 1996-12-01 |  | Currently in Use | Diesel | 20000 | Epoxy Double-Walled | 1996-12-01 | Double-Walled Flex | Pressurized
9020121 | 1 |  | 1997-09-01 |  | 1997-09-04 |  | Currently in Use | Gas (Historical Use) | 15000 | Composite Double Walled | 1997-09-04 | Double-Walled Fiberglass | Pressurized
9020121 | 2 |  | 1997-09-01 |  | 1997-09-04 |  | Currently in Use | Diesel | 12000 | Composite Double Walled | 1997-09-04 | Fiberglass Reinforced Plastic | Pressurized
9020121 | 3 |  | 1997-09-01 |  | 1997-09-04 |  | Currently in Use | Gas (Historical Use) | 12000 | Composite Double Walled | 1997-09-04 | Fiberglass Reinforced Plastic | Pressurized
9020122 | 1 | [5 empty] | Removed from Ground | Diesel | 500 | Bare Steel | 1985-09-01 | Galvanized Steel
9020123 | 1 | Ball Float | 1998-01-03 | no | 1998-01-01 | no | Currently in Use | E-10 | 10000 | Composite | 1998-01-03 | Double-Walled Flex | Pressurized
9020123 | 2 | Ball Float | 1998-01-03 | no | 1998-01-03 | no | Currently in Use | Plus | 10000 | Composite | 1998-01-03 | Double-Walled Flex | Pressurized
9020123 | 3 | Ball Float | 1998-01-03 | no | 1998-01-03 | no | Currently in Use | Diesel | 8000 | Composite | 1998-01-03 | Double-Walled Flex | Pressurized
9020124 | 1 | [5 empty] | Permanently Out of Use - historical purposes | Diesel | 4000 | Bare Steel |  | Bare Steel | Safe Suction (Euro)
9020124 | 2 | [5 empty] | Permanently Out of Use - historical purposes | Diesel | 4000 | Bare Steel |  | Bare Steel | Safe Suction (Euro)
9020124 | 3 | [5 empty] | Permanently Out of Use - historical purposes | Diesel | 4000 | Bare Steel |  | Bare Steel | Safe Suction (Euro)
9020125 | 1 | [5 empty] | Removed from Ground | Gas (Historical Use) | 2000 | Bare Steel |  | Bare Steel
9020125 | 2 | [5 empty] | Removed from Ground | Gas (Historical Use) | 2000 | Bare Steel |  | Bare Steel
9020125 | 3 | [5 empty] | Removed from Ground | Gas (Historical Use) | 2000 | Bare Steel |  | Bare Steel
9020126 | 1 |  | 1998-11-25 |  | 1998-11-25 |  | Currently in Use | Gas (Historical Use) | 10000 | Composite | 1998-11-11 | Fiberglass Reinforced Plastic | Pressurized
9020126 | 2 |  | 1998-11-25 |  | 1998-11-25 |  | Currently in Use | Diesel | 10000 | Composite | 1998-11-11 | Fiberglass Reinforced Plastic | Pressurized
9020127 | 1 | [5 empty] | Removed from Ground | Gas (Historical Use) | 2000 | Bare Steel | 1999-03-25 | Bare Steel
9020127 | 2 | [5 empty] | Removed from Ground | Gas (Historical Use) | 2000 | Bare Steel | 1999-03-25 | Bare Steel
9020127 | 3 | [5 empty] | Removed from Ground | Gas (Historical Use) | 2000 | Bare Steel | 1999-03-25 | Bare Steel
9020127 | 4 |  | 1998-01-07 |  | 1998-01-07 |  | Temporarily out of use | Gas (Historical Use) | 2000 | Composite | 1998-12-30 | Fiberglass Reinforced Plastic | Safe Suction (Euro)
9020127 | 5 |  | 1998-01-07 |  | 1998-01-07 |  | Temporarily out of use | Gas (Historical Use) | 2000 | Composite | 1998-12-30 | Fiberglass Reinforced Plastic | Safe Suction (Euro)
9020127 | 6 |  | 1998-01-07 |  | 1998-01-07 |  | Temporarily out of use | Gas (Historical Use) | 2000 | Composite | 1998-12-30 | Fiberglass Reinforced Plastic | Safe Suction (Euro)
9020128 | 1 | Ball Float | 1999-05-01 |  | 1999-05-01 |  | Currently in Use | Gas (Historical Use) | 20000 | Composite Double Walled | 1999-05-01 | Double-Walled Fiberglass | Pressurized
9020128 | 2 | Ball Float | 1999-05-01 |  | 1999-05-01 |  | Currently in Use | Gas (Historical Use) | 10000 | Composite Double Walled | 1999-05-01 | Double-Walled Fiberglass | Pressurized
9020128 | 3 | Ball Float | 1999-05-01 |  | 1999-05-01 |  | Currently in Use | Diesel | 25000 | Composite Double Walled | 1999-05-01 | Double-Walled Fiberglass | Pressurized
9020128 | 4 | Ball Float | 1999-05-01 |  | 1999-05-01 |  | Currently in Use | Diesel | 25000 | Composite Double Walled | 1999-05-01 | Double-Walled Fiberglass | Pressurized
9020128 | A |  |  | no |  | no | Removed from Ground | Gas (Historical Use) | 10000 | Steel-Impressed Current | 1972-01-25
9020128 | B |  |  | no |  | no | Removed from Ground | Gas (Historical Use) | 10000 | Steel-Impressed Current | 1972-01-25
9020128 | C |  |  | no |  | no | Removed from Ground | Gas (Historical Use) | 10000 | Steel-Impressed Current | 1972-01-25
9020128 | D |  |  | no |  | no | Removed from Ground | Diesel | 3000 | Bare Steel | 1993-10-01
9020128 | E |  |  | no |  | no | Removed from Ground | Diesel | 10000 | Unknown | 1994-07-01
9020129 | 1 |  | 1999-02-11 |  | 1999-02-11 |  | Currently in Use | Diesel | 20000 | Fiberglass Double Walled | 1999-02-11 | Double Walled/Sec. Containment | Pressurized
9020129 | 2 |  | 1999-02-11 |  | 1999-02-11 |  | Currently in Use | Diesel | 20000 | Fiberglass Double Walled | 1999-02-11 | Double Walled/Sec. Containment | Pressurized
9020129 | 3 |  | 1999-02-11 |  | 1999-02-11 |  | Currently in Use | Diesel | 20000 | Fiberglass Double Walled | 1999-02-11 | Double Walled/Sec. Containment | Pressurized
9020129 | 4 |  | 1999-02-11 |  | 1999-02-11 |  | Currently in Use | Gas (Historical Use) | 20000 | Fiberglass Double Walled | 1999-02-11 | Double Walled/Sec. Containment | Pressurized
9020129 | 5 |  | 1999-02-11 |  | 1999-02-11 |  | Currently in Use | Gas (Historical Use) | 20000 | Fiberglass Double Walled | 1999-02-11 | Double Walled/Sec. Containment | Pressurized
9020129 | 6 |  | 1999-02-11 |  | 1999-02-11 |  | Currently in Use | Gas (Historical Use) | 20000 | Fiberglass Double Walled | 1999-02-11 | Double Walled/Sec. Containment | Pressurized
9020129 | 7 | Flapper Valve | 2006-02-01 | no | 2006-02-01 | no | Currently in Use | New Oil | 10000 | Fiberglass Double Walled | 2006-02-01 | Double-Walled Fiberglass | Safe Suction (Euro)
9020129 | 8 | Flapper Valve | 2006-02-01 | no | 2006-02-01 | no | Currently in Use | New Oil | 8000 | Fiberglass Double Walled | 2006-02-01 | Double-Walled Fiberglass | Safe Suction (Euro)
9020129 | 9 | Flapper Valve | 2006-02-01 | no | 2006-02-01 | no | Currently in Use | Used Oil | 8000 | Fiberglass Double Walled | 2006-02-01 | Steel/FG Secondary containment | Gravity Fed
9020130 | 1 | Flapper Valve | 1999-11-09 | no | 1999-11-09 | no | Currently in Use | Diesel | 1000 | Composite | 1999-11-02 |  | Safe Suction (Euro)
9020130 | 2 | Flapper Valve | 1999-11-09 | no | 1999-11-09 | no | Currently in Use | Premium | 5000 | Composite | 1999-11-02 |  | Pressurized
9020131 | 1A |  | 1998-02-04 |  | 1998-02-04 |  | Currently in Use | Gas (Historical Use) | 20000 | Double Walled | 1998-02-04 | Double Walled | Pressurized
9020131 | 1B |  | 1998-02-04 | no | 1998-02-04 | no | Currently in Use | Gas (Historical Use) | 8000 | Double Walled | 1998-02-04 | Double Walled | Pressurized
9020132 | 1 |  | 2000-03-01 |  | 2000-03-01 |  | Currently in Use | Gas (Historical Use) | 20000 | Composite Double Walled | 2000-03-01 | Double-Walled Flex | Pressurized
9020132 | 2 |  | 2000-03-01 |  | 2000-03-01 |  | Currently in Use | Gas (Historical Use) | 12000 | Composite Double Walled | 2000-03-01 | Double-Walled Flex | Pressurized
9020132 | 3 |  | 2000-03-01 |  | 2000-03-01 |  | Currently in Use | Diesel | 8000 | Composite Double Walled | 2000-03-01 | Double-Walled Flex | Pressurized
9020133 | 1 |  | 2000-05-24 |  | 2000-05-24 |  | Currently in Use | Gas (Historical Use) | 2000 | Composite | 2000-05-23 | Double-Walled Flex | Safe Suction (Euro)
9020133 | 2 |  |  | no |  | no | Removed from Ground | Gas (Historical Use) | 1000 | Unknown
9020134 | 1 | Flapper Valve | 1990-05-24 | no | 1990-05-24 | no | Currently in Use | Regular | 1000 | Fiberglass | 1990-05-01 | Fiberglass Reinforced Plastic | Suction (American)
9020134 | 2 | Flapper Valve | 1990-05-24 | no | 1990-05-24 | no | Currently in Use | Diesel | 1000 | Fiberglass | 1990-05-01 | Fiberglass Reinforced Plastic | Suction (American)
9020135 | 1 |  | 2000-11-01 |  | 2000-11-01 |  | Currently in Use | Gas (Historical Use) | 10000 | Composite | 2000-11-01 | Double Walled | Pressurized
9020135 | 2A |  | 2000-11-01 |  | 2000-11-01 |  | Currently in Use | Gas (Historical Use) | 6000 | Composite | 2000-11-01 | Double Walled | Pressurized
9020135 | 2B |  | 2000-11-01 |  | 2000-11-01 |  | Currently in Use | Diesel | 4000 | Composite | 2000-11-01 | Double Walled | Pressurized
9020135 | 3 |  | 2000-11-01 |  | 2000-11-01 |  | Currently in Use | Gas (Historical Use) | 8000 | Composite | 2000-11-01 | Double Walled | Pressurized
9020136 | 1 | Flapper Valve | 2000-12-16 | no | 2000-12-16 | no | Currently in Use | Gas (Historical Use) | 12000 | Fiberglass Double Walled | 2000-12-12 | Double-Walled Flex | Pressurized
9020136 | 2 | Flapper Valve | 2000-12-16 | no | 2000-12-16 | no | Currently in Use | Regular | 12000 | Fiberglass Double Walled | 2000-12-12 | Double-Walled Flex | Pressurized
9020136 | 3A | Flapper Valve | 2000-12-16 | no | 2000-12-16 | no | Currently in Use | Premium | 6000 | Fiberglass Double Walled | 2000-12-12 | Double-Walled Flex | Pressurized
9020136 | 3B | Flapper Valve | 2000-12-16 | no | 2000-12-16 | no | Currently in Use | Diesel | 6000 | Fiberglass Double Walled | 2000-12-12 | Double-Walled Flex | Pressurized
9020137 | 1 |  | 2000-04-01 |  | 2000-04-01 |  | Currently in Use | Diesel | 20000 | Fiberglass Double Walled | 2000-06-01 | Double-Walled Flex | Pressurized
9020137 | 2 |  | 2000-04-01 |  | 2000-04-01 |  | Currently in Use | Diesel | 20000 | Fiberglass Double Walled | 2000-06-01 | Double-Walled Flex | Pressurized
9020137 | 3 |  | 2000-04-01 |  | 2000-04-01 |  | Currently in Use | Diesel | 20000 | Fiberglass Double Walled | 2000-06-01 | Double-Walled Flex | Pressurized
9020137 | 4 |  | 2000-04-01 |  | 2000-04-01 |  | Currently in Use | Diesel | 20000 | Fiberglass Double Walled | 2000-06-01 | Double-Walled Flex | Pressurized
9020137 | 5 |  | 2000-04-01 |  | 2000-04-01 |  | Currently in Use | Gas (Historical Use) | 15000 | Fiberglass Double Walled | 2000-06-01 | Double-Walled Flex | Pressurized
9020137 | 6 |  | 2000-04-01 |  | 2000-04-01 |  | Currently in Use | Gas (Historical Use) | 15000 | Fiberglass Double Walled | 2000-06-01 | Double-Walled Flex | Pressurized
9021003 | 1 |  | 1990-05-01 | no | 1990-05-01 | no | Currently in Use | Diesel | 10000 |  | 1980-01-01 | Fiberglass Reinforced Plastic | Pressurized
9021003 | 2 |  | 1990-05-01 |  | 1990-05-01 |  | Currently in Use | Diesel | 10000 | Cathodically Protected Steel | 1980-01-01 | Fiberglass Reinforced Plastic | Pressurized
9021003 | 3 |  | 1990-05-01 |  | 1990-05-01 |  | Currently in Use | Gas (Historical Use) | 10000 | Cathodically Protected Steel | 1980-01-01 | Fiberglass Reinforced Plastic | Pressurized
9021003 | 4 |  | 1990-05-01 |  | 1990-05-01 |  | Currently in Use | Gas (Historical Use) | 10000 | Cathodically Protected Steel | 1980-01-01 | Fiberglass Reinforced Plastic | Pressurized
9021003 | 5 |  | 1990-05-01 |  | 1990-05-01 |  | Currently in Use | Gas (Historical Use) | 6000 | Cathodically Protected Steel | 1990-05-01 | Fiberglass Reinforced Plastic | Pressurized
9021004 | 1 | Flapper Valve | 1989-07-01 |  | 1989-07-01 |  | Currently in Use | Gas (Historical Use) | 6000 | Steel-Impressed Current | 1984-08-15 | Steel (Impressed Current) | Pressurized
9021004 | 2 | Flapper Valve | 1989-07-01 |  | 1989-07-01 |  | Currently in Use | Gas (Historical Use) | 10000 | Steel-Impressed Current | 1984-08-15 | Steel (Impressed Current) | Pressurized
9021004 | 3 | Flapper Valve | 1989-07-01 |  | 1989-07-01 |  | Currently in Use | Gas (Historical Use) | 10000 | Steel-Impressed Current | 1984-08-15 | Steel (Impressed Current) | Pressurized
9021004 | 4 | Flapper Valve | 1989-07-01 |  | 1989-07-01 |  | Currently in Use | Diesel | 10000 | Steel-Impressed Current | 1984-08-15 | Steel (Impressed Current) | Pressurized
9021005 | 1 | [5 empty] | Removed from Ground | Gas (Historical Use) | 4000 | Bare Steel | 1992-08-16 | Galvanized Steel | Safe Suction (Euro)
9021005 | 2 | [5 empty] | Removed from Ground | Gas (Historical Use) | 4000 | Bare Steel | 1992-08-16 | Galvanized Steel | Safe Suction (Euro)
9021005 | 3A |  | 1992-08-24 |  | 1992-08-24 |  | Removed from Ground | Gas (Historical Use) | 6000 | Cathodically Protected Steel | 1992-08-24 | Cathodically Protected | Safe Suction (Euro)
9021005 | 3B |  | 1992-08-24 |  | 1992-08-24 |  | Removed from Ground | Gas (Historical Use) | 4000 | Cathodically Protected Steel | 1992-08-24 | Cathodically Protected | Safe Suction (Euro)
9021006 | 1 | [5 empty] | Removed from Ground | Diesel | 4000 | Bare Steel | 1994-11-25 | Bare Steel
9021006 | 2 | [5 empty] | Removed from Ground | Gas (Historical Use) | 6000 | Bare Steel | 1994-11-25 | Galvanized Steel | Safe Suction (Euro)
9021007 | 1 | [5 empty] | Removed from Ground | Gas (Historical Use) | 3000 | Bare Steel | 1968-01-01 | Galvanized Steel
9021008 | 1 | [5 empty] | Removed from Ground | Gas (Historical Use) | 4000 | Bare Steel | 1995-06-11 | Galvanized Steel | Suction (American)
9021008 | 2 | [5 empty] | Removed from Ground | Gas (Historical Use) | 4000 | Bare Steel | 1995-06-11 | Galvanized Steel | Suction (American)
9021009 | 1 | [5 empty] | Removed from Ground | Gas (Historical Use) | 4000 | Bare Steel | 1974-01-01 | Galvanized Steel | Suction (American)
9021009 | 2 | [5 empty] | Removed from Ground | Gas (Historical Use) | 4000 | Bare Steel | 1974-01-01 | Galvanized Steel | Suction (American)
9021009 | 3 |  | 1998-05-01 | no | 1998-05-01 | no | Currently in Use | Gas (Historical Use) | 4000 | Galvanic (STIP-3) | 1992-01-01 | Fiberglass Reinforced Plastic | Pressurized
9021009 | 4 |  | 1998-05-01 | no | 1998-05-01 | no | Currently in Use | Diesel | 8000 | Galvanic (STIP-3) | 1992-01-01 | Fiberglass Reinforced Plastic | Pressurized
9021009 | 5 |  | 1998-05-01 | no | 1998-05-01 | no | Currently in Use | Gas (Historical Use) | 6000 | Galvanic (STIP-3) | 1998-05-01 | Fiberglass Reinforced Plastic | Pressurized
9021009 | 6 |  | 1998-05-01 | no | 1998-05-01 | no | Currently in Use | Diesel | 6000 | Galvanic (STIP-3) | 1998-05-01 | Fiberglass Reinforced Plastic | Pressurized
9021009 | 7 |  | 2003-10-01 | no | 2003-10-01 | no | Currently in Use | Diesel | 12000 | Composite | 2003-10-01 | Fiberglass Reinforced Plastic | Pressurized
9021010 | 1 | [5 empty] | Temporarily out of use | Gas (Historical Use) | 1000 | Bare Steel | 1998-01-01 | Galvanized Steel | Suction (American)
9021010 | 2 | [5 empty] | Temporarily out of use | Empty | 1000 | Bare Steel | 1998-09-01 | Galvanized Steel | Suction (American)
9021011 | 1 |  | 1991-04-01 |  | 1991-04-01 |  | Currently in Use | Gas (Historical Use) | 10000 | Galvanic (STIP-3) | 1991-04-01 |  | Pressurized
9021011 | 2 |  | 1991-04-01 |  | 1991-04-01 |  | Currently in Use | Gas (Historical Use) | 4000 | Galvanic (STIP-3) | 1991-04-01 | Cathodically Protected | Pressurized
9021011 | 3 |  | 1991-04-01 |  | 1991-04-01 |  | Temporarily out of use | Gas (Historical Use) | 4000 | Galvanic (STIP-3) | 1991-04-01 | Cathodically Protected | Pressurized
9021011 | 4 |  | 1991-04-01 | no | 1991-04-01 | no | Currently in Use | Diesel | 4000 | Galvanic (STIP-3) | 1991-04-01 | Cathodically Protected | Pressurized
9021012 | 1 |  | 2008-01-30 |  | 2008-01-30 |  | Currently in Use | Gas (Historical Use) | 8000 | Fiberglass | 1991-11-01 | Fiberglass Reinforced Plastic | Pressurized
9021012 | 2 |  | 2008-01-30 |  | 2008-01-30 |  | Currently in Use | Gas (Historical Use) | 6000 | Fiberglass | 1991-11-01 | Fiberglass Reinforced Plastic | Pressurized
9021013 | 1 |  | 1997-05-01 |  | 1997-05-01 |  | Currently in Use | Gas (Historical Use) | 6000 | Steel-Impressed Current | 1997-05-01 | Steel (Impressed Current) | Pressurized
9021013 | 2 |  | 1997-05-01 |  | 1997-05-01 |  | Currently in Use | Gas (Historical Use) | 6000 | Steel-Impressed Current | 1997-05-01 | Steel (Impressed Current) | Pressurized
9021013 | 3 |  | 1997-05-01 |  | 1997-05-01 |  | Currently in Use | Gas (Historical Use) | 6000 | Steel-Impressed Current | 1997-05-01 | Steel (Impressed Current) | Pressurized
9021013 | 4 |  | 1997-05-01 |  | 1997-05-01 |  | Currently in Use | Kerosene | 2000 | Steel-Impressed Current | 1997-05-01 | Steel (Impressed Current) | Pressurized
9021014 | 1 |  | 1997-09-01 |  | 1997-09-01 |  | Currently in Use | Gas (Historical Use) | 10000 | Steel-Impressed Current | 1984-03-15 | Cathodically Protected | Pressurized
9021014 | 2 |  | 1997-09-01 |  | 1997-09-01 |  | Currently in Use | Gas (Historical Use) | 10000 | Steel-Impressed Current | 1984-03-15 | Cathodically Protected | Pressurized
9021014 | 3 |  | 1997-09-01 |  | 1997-09-01 |  | Currently in Use | Gas (Historical Use) | 4000 | Steel-Impressed Current | 1984-03-15 | Cathodically Protected | Pressurized
9021014 | 4 |  | 1997-09-01 |  | 1997-09-01 |  | Currently in Use | Diesel | 6000 | Steel-Impressed Current | 1984-03-15 | Cathodically Protected | Pressurized
9021015 | 1 |  | 1991-12-01 |  | 1991-12-01 |  | Currently in Use | Gas (Historical Use) | 10000 | Galvanic (STIP-3) | 1991-12-01 | Fiberglass Reinforced Plastic | Pressurized
9021015 | 2 |  | 1991-12-01 |  | 1991-12-01 |  | Currently in Use | Gas (Historical Use) | 8000 | Galvanic (STIP-3) | 1991-12-01 | Fiberglass Reinforced Plastic | Pressurized
9021015 | 3 |  | 1991-12-01 |  | 1991-12-01 |  | Currently in Use | Gas (Historical Use) | 8000 | Galvanic (STIP-3) | 1991-12-01 | Fiberglass Reinforced Plastic | Pressurized
9021015 | 4 |  | 1991-12-01 |  | 1991-12-01 |  | Currently in Use | Diesel | 12000 | Galvanic (STIP-3) | 1991-12-01 | Fiberglass Reinforced Plastic | Pressurized
9021016 | 1 | [5 empty] | Permanently Out Of Use | Gas (Historical Use) | 1 | Bare Steel | 2004-10-28 | Galvanized Steel | Suction (American)
9021016 | 2 | [5 empty] | Permanently Out Of Use | Gas (Historical Use) | 1 | Bare Steel | 2004-10-28 | Galvanized Steel | Suction (American)
9021017 | 1 | [5 empty] | Removed from Ground | Empty | 1000 | Cathodically Protected Steel | 1988-01-01 | Galvanized Steel | Safe Suction (Euro)
9021017 | 2 | [5 empty] | Removed from Ground | Empty | 1000 | Cathodically Protected Steel | 1988-01-01 | Galvanized Steel | Safe Suction (Euro)
9021018 | 1-REG | [5 empty] | Removed from Ground | Gas (Historical Use) | 2000 | Bare Steel | 1970-01-01 | Galvanized Steel
9021018 | 2-100LL | [5 empty] | Removed from Ground | Gas (Historical Use) | 2000 | Bare Steel | 1970-01-01 | Galvanized Steel
9021018 | 3-JETA | [5 empty] | Currently in Use | Other | 4000 | Cathodically Protected Steel | 1988-01-01 | Cathodically Protected | Safe Suction (Euro)
9021089 | 1 | [5 empty] | Removed from Ground | Gas (Historical Use) | 6000 | Not Marked/Unknown | 1996-10-03 | Not Marked
9021089 | 2 | [5 empty] | Removed from Ground | Diesel | 4000 | Not Marked/Unknown | 1996-10-03 | Not Marked
9021090 | 1 | [5 empty] | Removed from Ground | Gas (Historical Use) | 6000 | Not Marked/Unknown | 1996-11-14 | Not Marked
9021090 | 2 | [5 empty] | Removed from Ground | Diesel | 6000 | Not Marked/Unknown | 1996-11-14 | Not Marked
9021090 | 3 | [5 empty] | Removed from Ground | Gas (Historical Use) | 1000 | Not Marked/Unknown | 1996-11-14 | Not Marked
9021091 | 1 | [5 empty] | Removed from Ground | Diesel | 500 | Bare Steel | 1999-12-01 | Bare Steel
9021092 | 1 | Ball Float | 1997-06-01 |  | 1997-06-01 |  | Currently in Use | Gas (Historical Use) | 20000 | Composite | 1997-06-01 | Double-Walled Flex | Pressurized
9021093 | 1A |  | 1996-06-01 |  | 1996-06-01 |  | Currently in Use | Gas (Historical Use) | 8000 | Composite | 1996-06-01 | Fiberglass Reinforced Plastic | Pressurized
9021093 | 1B |  | 1996-06-01 |  | 1996-06-01 |  | Currently in Use | Diesel | 4000 | Composite | 1996-06-01 | Fiberglass Reinforced Plastic | Pressurized
9021093 | 2 |  | 1996-06-01 |  | 1996-06-01 |  | Currently in Use | Gas (Historical Use) | 10000 | Composite | 1996-06-01 | Fiberglass Reinforced Plastic | Pressurized
9021094 | 1 | [5 empty] | Removed from Ground | Gas (Historical Use) | 1000 | Bare Steel | 1999-09-21 | Galvanized Steel | Suction (American)
9021094 | 2 | [5 empty] | Removed from Ground | Gas (Historical Use) | 1000 | Bare Steel | 1999-09-21 | Galvanized Steel | Suction (American)
9021095 | 1A |  | 1999-07-01 |  | 1999-07-01 |  | Currently in Use | Gas (Historical Use) | 12000 | Composite | 1999-07-01 | Fiberglass Reinforced Plastic | Pressurized
9021095 | 1B |  | 1999-07-01 |  | 1999-07-01 |  | Currently in Use | Diesel | 4000 | Composite | 1999-07-01 | Fiberglass Reinforced Plastic | Pressurized
9021096 | 1 |  | 2000-10-01 |  | 2000-10-01 |  | Currently in Use | Gas (Historical Use) | 12000 | Composite | 2000-10-01 | Fiberglass Reinforced Plastic | Pressurized
9021096 | 2A |  | 2000-10-01 |  | 2000-10-01 |  | Currently in Use | Gas (Historical Use) | 6000 | Composite | 2000-10-01 | Fiberglass Reinforced Plastic | Pressurized
9021096 | 2B |  | 2000-10-01 |  | 2000-10-01 |  | Currently in Use | Diesel | 4000 | Composite | 2000-10-01 | Fiberglass Reinforced Plastic | Pressurized
9021097 | 1A | Ball Float | 2000-11-01 |  | 2000-11-01 |  | Currently in Use | Gas (Historical Use) | 6000 | Composite | 2000-11-01 | Fiberglass Reinforced Plastic | Pressurized
9021097 | 1B | Ball Float | 2000-11-01 | no | 2000-11-01 | no | Currently in Use | Gas (Historical Use) | 4000 | Composite | 2000-11-01 | Fiberglass Reinforced Plastic | Pressurized
9021097 | 2 | Ball Float | 2000-11-01 |  | 2000-11-01 |  | Currently in Use | Gas (Historical Use) | 6000 | Composite | 2000-11-01 | Fiberglass Reinforced Plastic | Pressurized
9022001 | 1 | [5 empty] | Closed in Ground | Gas (Historical Use) | 1000 | Bare Steel | 1983-04-01 | Galvanized Steel
9022002 | 1 | [5 empty] | Removed from Ground | Empty | 10000 | Marked Unknown | 1974-01-01 | Unknown
9022004 | 1 | [5 empty] | Removed from Ground | Diesel | 1000 | Bare Steel | 1981-01-01 | Galvanized Steel
9022004 | 2 | [5 empty] | Removed from Ground | Gas (Historical Use) | 1000 | Bare Steel | 1981-01-01 | Galvanized Steel
9022007 | 1 | [5 empty] | Removed from Ground | Empty | 550 | Bare Steel | 1990-04-20 | Unknown
9022007 | 2 | [5 empty] | Removed from Ground | Empty | 550 | Bare Steel | 1990-04-20 | Unknown
9022007 | 3 | [5 empty] | Removed from Ground | Empty | 550 | Bare Steel | 1990-04-20 | Unknown
9022009 | 1 | Ball Float | 1984-01-01 | yes | 1984-01-01 |  | Currently in Use | Gas (Historical Use) | 6000 | Steel-Impressed Current | 1984-01-01 | Steel (Impressed Current) | Pressurized
9022009 | 2 | Ball Float | 1984-01-01 | yes | 1984-01-01 |  | Currently in Use | Gas (Historical Use) | 6000 | Steel-Impressed Current | 1984-01-01 | Steel (Impressed Current) | Pressurized
9022009 | 3 | Ball Float | 1984-01-01 | yes | 1984-01-01 |  | Currently in Use | Gas (Historical Use) | 4000 | Steel-Impressed Current | 1984-01-01 | Steel (Impressed Current) | Pressurized
9022009 | 4 | Ball Float | 1984-01-01 | yes | 1984-01-01 |  | Currently in Use | Diesel | 4000 | Steel-Impressed Current | 1984-01-01 | Steel (Impressed Current) | Pressurized
9022009 | 5 | Flapper Valve | 1998-12-01 | yes | 1998-12-01 |  | Currently in Use | Kerosene | 1000 | Steel-Impressed Current | 1985-01-01 | Steel (Impressed Current) | Suction (American)
9022010 | 1 | Ball Float | 1991-01-01 |  | 1991-01-01 |  | Currently in Use | Gas (Historical Use) | 8000 | Galvanic (STIP-3) | 1991-01-01 | Fiberglass Reinforced Plastic | Pressurized
9022010 | 2 | Ball Float | 1991-01-01 |  | 1991-01-01 |  | Currently in Use | Gas (Historical Use) | 8000 | Galvanic (STIP-3) | 1991-01-01 | Fiberglass Reinforced Plastic | Pressurized
9022010 | 3 | Ball Float | 1991-01-01 |  | 1991-01-01 |  | Currently in Use | Gas (Historical Use) | 8000 | Galvanic (STIP-3) | 1991-01-01 | Fiberglass Reinforced Plastic | Pressurized
9022011 | 1 | Flapper Valve | 1997-10-01 |  | 1997-10-01 |  | Currently in Use | Gas (Historical Use) | 4000 | Steel-Impressed Current | 1982-01-01 | Fiberglass Reinforced Plastic | Pressurized
9022011 | 2 | Flapper Valve | 1997-10-01 |  | 1997-10-01 |  | Currently in Use | Gas (Historical Use) | 4000 | Steel-Impressed Current | 1982-01-01 | Fiberglass Reinforced Plastic | Pressurized
9022011 | 3 | Flapper Valve | 1997-10-01 |  | 1997-10-01 |  | Temporarily out of use | Gas (Historical Use) | 4000 | Steel-Impressed Current | 1982-01-01 | Fiberglass Reinforced Plastic | Pressurized
9022011 | 4 | Flapper Valve | 1997-10-01 |  | 1997-10-01 |  | Temporarily out of use | Gas (Historical Use) | 4000 | Steel-Impressed Current | 1987-10-01 | Fiberglass Reinforced Plastic | Pressurized
9022011 | 5 | Flapper Valve | 1997-10-01 |  | 1997-10-01 |  | Temporarily out of use | Diesel | 1000 | Steel-Impressed Current | 1987-10-01 | Steel (Impressed Current) | Safe Suction (Euro)
9022012 | 1 | [5 empty] | Permanently Out of Use - historical purposes | Diesel | 3000 | Not Marked/Unknown | 1971-01-01 | Bare Steel | Safe Suction (Euro)
9022012 | 2 | [5 empty] | Permanently Out of Use - historical purposes | Diesel | 3000 | Not Marked/Unknown | 1971-01-01 | Bare Steel | Safe Suction (Euro)
9022012 | 3 | [5 empty] | Permanently Out of Use - historical purposes | Diesel | 4000 | Not Marked/Unknown | 1973-01-01 | Bare Steel | Safe Suction (Euro)
9022012 | 4 | [5 empty] | Removed from Ground | Diesel | 6000 | Bare Steel | 1992-05-01 | Bare Steel
9022012 | 5 | [5 empty] | Removed from Ground | Diesel | 6000 | Bare Steel | 1992-05-01 | Galvanized Steel
9022012 | 6 | [5 empty] | Removed from Ground | Diesel | 8000 | Bare Steel | 1992-05-01 | Galvanized Steel
9022014 | 4 | Ball Float | 1989-01-09 |  | 1989-01-09 |  | Currently in Use | Diesel | 3000 | Steel-Impressed Current | 1989-01-09 | Steel (Impressed Current) | Pressurized
9022015 | 1 | [5 empty] | Removed from Ground | Diesel | 10000 | Bare Steel | 1987-01-01 | Galvanized Steel
9022016 | 1 | [5 empty] | Removed from Ground | Gas (Historical Use) | 1060 | Bare Steel | 1969-01-01 | Galvanized Steel
9022016 | 2 | [5 empty] | Removed from Ground | Gas (Historical Use) | 1060 | Bare Steel | 1969-01-01 | Galvanized Steel
9022016 | 3 |  |  | no |  | no | Temporarily out of use | Gas (Historical Use) | 1000 | Fiberglass | 1991-04-29 | Galvanized Steel
9022016 | 4 |  |  | no |  | no | Temporarily out of use | Gas (Historical Use) | 1000 | Fiberglass | 1991-04-29 | Galvanized Steel
9022019 | 1 |  | 1990-01-01 |  | 1990-01-01 |  | Currently in Use | Gas (Historical Use) | 10000 | Cathodically Protected Steel | 1990-01-01 | Fiberglass Reinforced Plastic | Pressurized
9022019 | 2 |  | 1990-01-01 |  | 1990-01-01 |  | Currently in Use | Gas (Historical Use) | 10000 | Cathodically Protected Steel | 1990-01-01 | Fiberglass Reinforced Plastic | Pressurized
9022019 | 3 |  | 1990-01-01 |  | 1990-01-01 |  | Currently in Use | Gas (Historical Use) | 10000 | Cathodically Protected Steel | 1990-01-01 | Fiberglass Reinforced Plastic | Pressurized
9022019 | 4 |  | 1990-01-01 |  | 1990-01-01 |  | Removed from Ground | Kerosene | 500 | Cathodically Protected Steel | 1990-01-01 | Fiberglass Reinforced Plastic | Pressurized
9022019 | 5 | [5 empty] | Removed from Ground | Gas (Historical Use) | 3000 | Bare Steel | 1966-04-11 | Galvanized Steel
9022019 | 6 | [5 empty] | Removed from Ground | Gas (Historical Use) | 4000 | Bare Steel | 1966-04-11 | Galvanized Steel
9022019 | 7 | [5 empty] | Removed from Ground | Gas (Historical Use) | 2000 | Bare Steel | 1966-04-11 | Galvanized Steel
9022020 | 1 | [5 empty] | Removed from Ground | Gas (Historical Use) | 1000 | Bare Steel | 1976-01-01 | Galvanized Steel
9022020 | 2 | [5 empty] | Removed from Ground | Gas (Historical Use) | 560 | Bare Steel | 1976-01-01 | Galvanized Steel
9022021 | 1 | [5 empty] | Removed from Ground | Gas (Historical Use) | 1000 | Bare Steel | 1992-08-10 | Galvanized Steel
9022022 | 1 | [5 empty] | Removed from Ground | Empty | 1000 | Bare Steel | 1992-07-01 | Galvanized Steel
9022022 | 2 | [5 empty] | Removed from Ground | Empty | 1000 | Bare Steel | 1992-07-01 | Galvanized Steel
9022022 | 3 | [5 empty] | Removed from Ground | Empty | 560 | Bare Steel | 1992-07-01 | Galvanized Steel
9022022 | 4 | [5 empty] | Removed from Ground | Empty | 560 | Bare Steel | 1992-07-01 | Galvanized Steel
9022022 | 5 | [5 empty] | Removed from Ground | Empty | 560 | Bare Steel | 1992-07-01 | Galvanized Steel
9022023 | 1 | [5 empty] | Removed from Ground | Empty | 6000 | Bare Steel | 1961-01-01 | Galvanized Steel
9022023 | 2 | [5 empty] | Removed from Ground | Empty | 3000 | Bare Steel | 1961-01-01 | Galvanized Steel
9022024 | 1 | [5 empty] | Removed from Ground | Gas (Historical Use) | 4000 | Marked Unknown | 1993-02-01 | Not Marked
9022024 | 2 | [5 empty] | Removed from Ground | Gas (Historical Use) | 4000 | Marked Unknown | 1993-02-01 | Not Marked
9022024 | 3 | [5 empty] | Removed from Ground | Gas (Historical Use) | 4000 | Marked Unknown | 1993-02-01 | Not Marked
9022025 | 1 | [5 empty] | Removed from Ground | Other | 1000 | Bare Steel | 1960-01-01 | Galvanized Steel
9022025 | 2 | [5 empty] | Removed from Ground | Other | 1000 | Bare Steel | 1960-01-01 | Galvanized Steel
9022026 | 1 | [5 empty] | Removed from Ground | Gas (Historical Use) | 500 | Not Marked/Unknown |  | Not Marked
9022026 | 2 | [5 empty] | Removed from Ground | Diesel | 500 | Not Marked/Unknown |  | Not Marked
9022026 | 3 | [5 empty] | Removed from Ground | Diesel | 1000 | Not Marked/Unknown |  | Not Marked
9022026 | A16113 |  | 1993-09-07 |  | 1993-09-07 |  | Currently in Use | Gas (Historical Use) | 1000 | Composite | 1993-09-07 | Fiberglass Reinforced Plastic | Safe Suction (Euro)
9022026 | A16870 |  | 1993-09-07 |  | 1993-09-07 |  | Currently in Use | Diesel | 8000 | Composite | 1993-09-07 | Fiberglass Reinforced Plastic | Safe Suction (Euro)
9022027 | 1 | [5 empty] | Removed from Ground | Gas (Historical Use) | 2000 | Bare Steel | 1993-09-01 | Unknown
9022028 | 1 |  |  | yes |  | yes | Removed from Ground | Used Oil | 1000 | Bare Steel | 1993-09-13 | Galvanized Steel
9022029 | 1 | [5 empty] | Removed from Ground | Diesel | 500 | Not Marked/Unknown | 1993-12-01 | Not Marked
9022029 | 2 | [5 empty] | Removed from Ground | Gas (Historical Use) | 1000 | Not Marked/Unknown | 1993-12-01 | Not Marked
9022030 | 1 | [5 empty] | Removed from Ground | Gas (Historical Use) | 560 | Bare Steel | 1994-01-03 | Galvanized Steel | Suction (American)
9022031 | 1 | [5 empty] | Removed from Ground | Gas (Historical Use) | 1000 | Not Marked/Unknown | 1989-08-01 | Not Marked
9022031 | 2 | [5 empty] | Removed from Ground | Gas (Historical Use) | 2000 | Not Marked/Unknown | 1989-08-01 | Not Marked
9022031 | 3 | [5 empty] | Removed from Ground | Gas (Historical Use) | 2000 | Not Marked/Unknown | 1989-08-01 | Not Marked
9022032 | 1 | Flapper Valve | 1994-01-03 |  | 1994-01-03 |  | Currently in Use | Gas (Historical Use) | 1 | Galvanic (STIP-3) | 1987-01-01 | Galvanized Steel | Pressurized
9022032 | 2 | Flapper Valve | 1994-01-03 |  | 1994-01-03 |  | Currently in Use | Diesel | 1 | Galvanic (STIP-3) | 1987-01-01 | Galvanized Steel | Pressurized
9022032 | 3 | Flapper Valve | 1994-01-03 |  | 1994-01-03 |  | Currently in Use | Gas (Historical Use) | 1 | Galvanic (STIP-3) | 1987-01-01 | Galvanized Steel | Pressurized
9022032 | 4 | Flapper Valve | 1994-01-03 |  | 1994-01-03 |  | Currently in Use | Gas (Historical Use) | 1 | Galvanic (STIP-3) | 1987-01-01 | Galvanized Steel | Pressurized
9022034 | 1 | [5 empty] | Removed from Ground | Gas (Historical Use) | 1000 | Marked Unknown | 1993-01-15 | Unknown
9022034 | 2 | [5 empty] | Removed from Ground | Gas (Historical Use) | 1000 | Marked Unknown | 1993-01-15 | Unknown
9022034 | 3 | [5 empty] | Removed from Ground | Gas (Historical Use) | 1000 | Marked Unknown | 1993-01-15 | Unknown
9022035 | 1 | [5 empty] | Removed from Ground | Gas (Historical Use) | 1000 | Bare Steel | 1970-05-01 | Galvanized Steel | Safe Suction (Euro)
9022037 | 1 | Flapper Valve | 1998-11-30 | no | 1998-11-30 | no | Temporarily out of use | Diesel | 10000 | Galvanic (STIP-3) | 2000-09-11 | Fiberglass Reinforced Plastic | Pressurized
9022038 | 1 | Ball Float | 1992-11-01 |  | 1992-11-01 |  | Currently in Use | Gas (Historical Use) | 8000 | Galvanic (STIP-3) | 1992-11-01 | Galvanized Steel | Pressurized
9022038 | 2 | Ball Float | 1992-11-01 |  | 1992-11-01 |  | Currently in Use | Gas (Historical Use) | 8000 | Galvanic (STIP-3) | 1992-11-01 | Galvanized Steel | Pressurized
9022038 | 3 | Ball Float | 1992-11-01 |  | 1992-11-01 |  | Currently in Use | Gas (Historical Use) | 8000 | Galvanic (STIP-3) | 1992-11-01 | Galvanized Steel | Pressurized
9022038 | 4 | Ball Float | 1992-11-01 |  | 1992-11-01 |  | Currently in Use | Diesel | 4000 | Galvanic (STIP-3) | 1992-11-01 | Galvanized Steel | Pressurized
9022038 | 5 | Ball Float | 1992-11-01 |  | 1992-11-01 |  | Currently in Use | Kerosene | 4000 | Galvanic (STIP-3) | 1992-11-01 | Galvanized Steel | Pressurized
9022039 | 1 | [5 empty] | Removed from Ground | Gas (Historical Use) | 560 | Bare Steel | 1990-01-01 | Galvanized Steel | Suction (American)
9022040 | 1 | [5 empty] | Removed from Ground | Gas (Historical Use) | 1000 | Bare Steel | 1995-01-31 | Galvanized Steel
9022041 | 1 | [5 empty] | Removed from Ground | Gas (Historical Use) | 550 | Bare Steel | 1940-01-01 | Galvanized Steel
9022041 | 2 | [5 empty] | Removed from Ground | Gas (Historical Use) | 550 | Bare Steel | 1940-01-01 | Galvanized Steel
9022041 | 3 | [5 empty] | Removed from Ground | Gas (Historical Use) | 550 | Bare Steel | 1940-01-01 | Galvanized Steel
9022042 | 1 | Ball Float | 1994-11-12 | no | 1994-11-12 | no | Currently in Use | Gas (Historical Use) | 15000 | Composite | 1994-11-12 | Fiberglass Reinforced Plastic | Pressurized
9022042 | 2 | Ball Float | 1994-11-12 | no | 1994-11-12 | no | Currently in Use | Gas (Historical Use) | 10200 | Composite | 1994-11-12 | Fiberglass Reinforced Plastic | Pressurized
9022042 | 3 | Ball Float | 1994-11-12 | no | 1994-11-12 | no | Currently in Use | Diesel | 8200 | Composite | 1994-11-12 | Fiberglass Reinforced Plastic | Pressurized
9022043 | 1 | Flapper Valve | 1994-12-20 | no | 1994-12-20 | no | Currently in Use | Regular | 6000 | Steel-Impressed Current | 1987-12-01 | Steel (Impressed Current) | Pressurized
9022043 | 2 | Flapper Valve | 1994-12-20 | no | 1994-12-20 | no | Currently in Use | Regular | 6000 | Steel-Impressed Current | 1985-05-27 | Steel (Impressed Current) | Pressurized
9022043 | 3 | Flapper Valve | 1994-12-20 | no | 1994-12-20 | no | Currently in Use | Premium | 6000 | Steel-Impressed Current | 1985-05-27 | Steel (Impressed Current) | Pressurized
9022043 | 4 | Flapper Valve | 1994-12-20 | no | 1994-12-20 | no | Currently in Use | Diesel | 4000 | Steel-Impressed Current | 1985-05-27 | Steel (Impressed Current) | Pressurized
9022044 | 1 | [5 empty] | Removed from Ground | Gas (Historical Use) | 3000 | Not Marked/Unknown | 1995-04-01 | Unknown
9022044 | 2 | [5 empty] | Removed from Ground | Gas (Historical Use) | 3000 | Not Marked/Unknown | 1995-04-01 | Unknown
9022044 | 3 | [5 empty] | Removed from Ground | Gas (Historical Use) | 10000 | Not Marked/Unknown | 1995-04-01 | Unknown
9022044 | 4 | [5 empty] | Removed from Ground | Gas (Historical Use) | 4000 | Not Marked/Unknown | 1995-04-01 | Unknown
9022044 | 5 | [5 empty] | Removed from Ground | Diesel | 560 | Not Marked/Unknown | 1995-04-01 | Unknown
9022044 | 6 | [5 empty] | Removed from Ground | Diesel | 560 | Not Marked/Unknown | 1995-04-01 | Unknown
9022044 | 7 | Flapper Valve | 1995-05-10 | no | 1995-05-10 | no | Currently in Use | Regular | 10000 |  | 1998-12-17 |  | Pressurized
9022044 | 8 | Flapper Valve | 1995-05-10 | no | 1995-05-10 | no | Currently in Use | Premium | 8000 |  | 1998-12-17 |  | Pressurized
9022044 | 9 | Flapper Valve | 1995-05-10 | no | 1995-05-10 | no | Currently in Use | Diesel | 6000 |  | 1998-12-17 |  | Pressurized
9022045 | 1 | [5 empty] | Removed from Ground | Gas (Historical Use) | 6000 | Not Marked/Unknown | 1976-01-01 | Unknown
9022046 | 1 | Ball Float | 1991-01-01 |  | 1991-01-01 |  | Currently in Use | Gas (Historical Use) | 8000 | Galvanic (STIP-3) | 1991-01-01 | Fiberglass Reinforced Plastic | Pressurized
9022046 | 2 | Ball Float | 1991-01-01 |  | 1991-01-01 |  | Currently in Use | Gas (Historical Use) | 8000 | Galvanic (STIP-3) | 1991-01-01 | Fiberglass Reinforced Plastic | Pressurized
9022046 | 3 | Ball Float | 1991-01-01 |  | 1991-01-01 |  | Currently in Use | Gas (Historical Use) | 8000 | Galvanic (STIP-3) | 1991-01-01 | Fiberglass Reinforced Plastic | Pressurized
9022046 | 4 | Ball Float | 1991-04-01 |  | 1991-04-01 |  | Currently in Use | Diesel | 3000 | Galvanic (STIP-3) | 1991-01-01 | Fiberglass Reinforced Plastic | Pressurized
9022047 | 1 | [5 empty] | Removed from Ground | Gas (Historical Use) | 6000 | Bare Steel | 1976-01-05 | Bare Steel | Safe Suction (Euro)
9022047 | 2 | [5 empty] | Removed from Ground | Gas (Historical Use) | 6000 | Bare Steel | 1976-01-05 | Bare Steel | Safe Suction (Euro)
9022047 | 3 | [5 empty] | Removed from Ground | Gas (Historical Use) | 6000 | Bare Steel | 1976-01-05 | Bare Steel | Safe Suction (Euro)
9022048 | 1 | Flapper Valve | 1995-10-31 | yes | 1995-10-31 |  | Removed from Ground | Diesel | 12000 | Galvanic (STIP-3) | 1987-10-01 | Fiberglass Reinforced Plastic | Suction (American)
9022048 | 2 | Flapper Valve |  | yes | 1995-10-31 | yes | Removed from Ground | Used Oil | 200 | Galvanic (STIP-3) | 1987-10-01 | Fiberglass Reinforced Plastic | Gravity Fed
9022049 | 1 |  | 1997-02-19 |  | 1997-02-19 |  | Removed from Ground | Gas (Historical Use) | 10000 | Steel-Impressed Current | 1978-01-01 | Cathodically Protected | Suction (American)
9022050 | 1 | Flapper Valve | 1989-10-01 | no | 1989-10-01 | no | Currently in Use | Plus | 8000 | Galvanic (STIP-3) | 1989-10-01 | Fiberglass Reinforced Plastic | Pressurized
9022050 | 2 | Flapper Valve | 1989-10-01 | no | 1989-10-01 | no | Currently in Use | Regular | 8000 | Galvanic (STIP-3) | 1989-10-01 | Fiberglass Reinforced Plastic | Pressurized
9022050 | 3 | Flapper Valve | 1989-10-01 | no | 1989-10-01 | no | Currently in Use | Premium | 8000 | Galvanic (STIP-3) | 1989-10-01 | Fiberglass Reinforced Plastic | Pressurized
9022050 | 4 | Flapper Valve | 1989-10-01 | no | 1989-10-01 | no | Currently in Use | Diesel | 4000 | Galvanic (STIP-3) | 1989-10-01 | Fiberglass Reinforced Plastic | Pressurized
9022051 | 1 | [5 empty] | Removed from Ground | Gas (Historical Use) | 3000 | Marked Unknown | 1997-12-01 | Unknown
9022051 | 2 | [5 empty] | Removed from Ground | Gas (Historical Use) | 10000 | Marked Unknown | 1997-12-01 | Unknown
9022051 | 3 | [5 empty] | Removed from Ground | Diesel | 10000 | Marked Unknown | 1997-12-01 | Unknown
9022051 | 4 |  | 1998-01-15 | no | 1998-01-15 | no | Currently in Use | Gas (Historical Use) | 10000 | Fiberglass | 1998-01-15 | Fiberglass Reinforced Plastic | Pressurized
9022051 | 5 |  | 1998-01-15 |  | 1998-01-15 |  | Currently in Use | Diesel | 10000 | Fiberglass | 1998-01-15 | Double Walled | Pressurized
9022052 | 1 | [5 empty] | Removed from Ground | Gas (Historical Use) | 1000 | Bare Steel | 1979-01-01 | Bare Steel | Safe Suction (Euro)
9022053 | 1 |  | 1995-04-01 |  | 1995-04-01 |  | Currently in Use | Gas (Historical Use) | 10000 | Galvanic (STIP-3) | 1995-04-01 | Fiberglass Reinforced Plastic | Pressurized
9022053 | 2 |  | 1995-04-01 |  | 1995-04-01 |  | Currently in Use | Gas (Historical Use) | 10000 | Galvanic (STIP-3) | 1995-04-01 | Fiberglass Reinforced Plastic | Pressurized
9022054 | DIESEL-OFF | Flapper Valve | 1998-11-25 |  | 1998-11-25 |  | Currently in Use | Diesel | 10000 | Steel-Impressed Current | 1998-12-02 | Cathodically Protected | Pressurized
9022054 | DIESEL-ON | Flapper Valve | 1998-11-25 |  | 1998-11-25 |  | Currently in Use | Diesel | 1000 | Steel-Impressed Current | 1998-12-02 | Cathodically Protected | Safe Suction (Euro)
9022054 | GAS-1 | Flapper Valve | 1998-11-25 |  | 1998-11-25 |  | Currently in Use | Gas (Historical Use) | 1000 | Steel-Impressed Current | 1998-12-02 | Cathodically Protected | Safe Suction (Euro)
9022056 | 1 |  | 1995-05-01 |  | 1995-05-01 |  | Currently in Use | Gas (Historical Use) | 8000 | Steel-Impressed Current | 1984-06-01 | Steel (Impressed Current) | Pressurized
9022056 | 2 |  | 1995-05-01 |  | 1995-05-01 |  | Currently in Use | Gas (Historical Use) | 8000 | Steel-Impressed Current | 1984-06-01 | Steel (Impressed Current) | Pressurized
9022056 | 3 |  | 1995-05-01 |  | 1995-05-01 |  | Currently in Use | Gas (Historical Use) | 8000 | Steel-Impressed Current | 1984-06-01 | Steel (Impressed Current) | Pressurized
9022057 | 1 |  |  | no |  | no | Removed from Ground |  | 2000 | Bare Steel | 1999-04-01 | Galvanized Steel | Suction (American)
9022057 | 2 |  |  | no |  | no | Removed from Ground |  | 2000 | Bare Steel | 1999-04-01 | Galvanized Steel | Suction (American)
9022057 | 3 |  |  | no |  | no | Removed from Ground |  | 2000 | Bare Steel | 1999-04-01 | Galvanized Steel | Suction (American)
9022057 | 4 | Ball Float | 1999-05-15 | no | 1999-05-15 | no | Currently in Use | Regular | 8000 | Composite | 1999-04-26 | Fiberglass Reinforced Plastic | Pressurized
9022057 | 5 | Ball Float | 1999-05-15 | no | 1999-05-15 | no | Currently in Use | Premium | 6000 | Composite | 1999-04-26 | Fiberglass Reinforced Plastic | Pressurized
9022058 | 1 | Overfill Alarm | 1995-05-15 |  | 1995-05-15 |  | Currently in Use | Gas (Historical Use) | 12000 | Composite Double Walled | 1995-04-28 | Double-Walled Fiberglass | Pressurized
9022058 | 2 | Overfill Alarm | 1995-05-15 |  | 1995-05-15 |  | Currently in Use | Diesel | 12000 | Composite Double Walled | 1995-04-28 | Double-Walled Fiberglass | Pressurized
9022058 | 3 | Overfill Alarm | 1995-05-15 |  | 1995-05-15 |  | Currently in Use | Gas (Historical Use) | 12000 | Composite Double Walled | 1995-04-28 | Double-Walled Fiberglass | Pressurized
9022059 | 1 |  | 1991-09-30 |  | 1991-09-30 |  | Removed from Ground | Diesel | 8000 | Bare Steel | 1988-12-10 | Galvanized Steel | Safe Suction (Euro)
9022060 | 1 |  | 1995-01-01 |  | 1995-01-01 |  | Currently in Use | Gas (Historical Use) | 12000 | Galvanic (STIP-3) | 1995-05-20 | Fiberglass Reinforced Plastic | Pressurized
9022060 | 2 |  | 1995-01-01 |  | 1995-01-01 |  | Currently in Use | Gas (Historical Use) | 8000 | Galvanic (STIP-3) | 1995-05-20 | Fiberglass Reinforced Plastic | Pressurized
9022060 | 3 |  | 1995-01-01 |  | 1995-01-01 |  | Currently in Use | Diesel | 8000 | Galvanic (STIP-3) | 1995-05-20 | Fiberglass Reinforced Plastic | Pressurized
9022061 | 1 |  | 1992-03-03 |  | 1992-03-03 |  | Removed from Ground | Gas (Historical Use) | 1000 | Cathodically Protected Steel | 1992-03-03 | Fiberglass Reinforced Plastic | Suction (American)
9022062 | 1 |  | 2010-01-26 |  | 2010-01-26 |  | Currently in Use | Gas (Historical Use) | 6000 | Steel-Impressed Current | 1986-01-01 | Cathodically Protected | Pressurized
9022062 | 2 |  | 2010-01-26 |  | 2010-01-26 |  | Currently in Use | Gas (Historical Use) | 6000 | Steel-Impressed Current | 1986-01-01 | Cathodically Protected | Pressurized
9022062 | 3 |  | 2010-01-26 |  | 2010-01-26 |  | Currently in Use | Gas (Historical Use) | 6000 | Steel-Impressed Current | 1986-01-01 | Cathodically Protected | Pressurized
9022062 | 4 |  |  | no |  | no | Removed from Ground | Kerosene | 550 | Bare Steel | 2009-12-22
9022063 | 1 | [5 empty] | Removed from Ground | Gas (Historical Use) | 2000 | Bare Steel | 1990-01-01 | Galvanized Steel | Safe Suction (Euro)
9022063 | 2 | [5 empty] | Removed from Ground | Diesel | 2000 | Bare Steel | 1990-01-01 | Galvanized Steel | Safe Suction (Euro)
9022064 | 1 |  | 1998-01-01 |  | 1998-01-01 |  | Currently in Use | Gas (Historical Use) | 10000 | Steel-Impressed Current | 1980-01-01 | Fiberglass Reinforced Plastic | Pressurized
9022064 | 2 |  | 1998-01-01 |  | 1998-01-01 |  | Currently in Use | Gas (Historical Use) | 4000 | Steel-Impressed Current | 1980-01-01 | Fiberglass Reinforced Plastic | Pressurized
9022064 | 3 |  | 1998-01-01 |  | 1998-01-01 |  | Currently in Use | Diesel | 6000 | Steel-Impressed Current | 1980-01-01 | Fiberglass Reinforced Plastic | Pressurized
9022064 | 4 |  | 1999-09-01 |  | 1999-09-01 |  | Currently in Use | Kerosene | 1000 | Composite | 1999-01-01 | Fiberglass Reinforced Plastic | Safe Suction (Euro)
9022064 | 5 | [5 empty] | Removed from Ground | Gas (Historical Use) | 1000 | Not Marked/Unknown | 1999-09-14 | Not Marked
9022064 | 6 | [5 empty] | Removed from Ground | Gas (Historical Use) | 1000 | Not Marked/Unknown | 1999-09-14 | Not Marked
9022065 | 1 | Flapper Valve | 1998-01-26 | no | 1991-08-04 | no | Currently in Use | Regular | 3000 | Steel-Impressed Current | 1998-01-26 | Steel (Impressed Current) | Pressurized
9022065 | 2 |  | 1998-01-26 | no | 1991-08-04 | no | Currently in Use | Regular | 3000 | Steel-Impressed Current | 1998-01-26 | Steel (Impressed Current) | Pressurized
9022065 | 3 | Flapper Valve | 1998-01-26 | no | 1991-08-04 | no | Currently in Use | Premium | 3000 | Steel-Impressed Current | 1998-01-26 | Steel (Impressed Current) | Pressurized
9022065 | 4 | Flapper Valve | 1998-01-26 | no | 1991-08-04 | no | Currently in Use | Premium | 3000 | Steel-Impressed Current | 1998-01-26 |  | Pressurized
9022066 | 1 | [5 empty] | Removed from Ground | Gas (Historical Use) | 1000 | Bare Steel | 1984-01-01 | Galvanized Steel | Safe Suction (Euro)
9022066 | 2 |  | 1997-08-25 |  | 1997-08-25 |  | Removed from Ground | Gas (Historical Use) | 2000 | Cathodically Protected Steel | 1997-08-25 | Fiberglass Reinforced Plastic | Suction (American)
9022067 | 1 |  | 1998-06-26 |  | 1998-06-26 |  | Currently in Use | Gas (Historical Use) | 4000 | Cathodically Protected Steel | 1988-12-01 | Cathodically Protected | Suction (American)
9022067 | 2 |  | 1998-06-26 |  | 1998-06-26 |  | Currently in Use | Gas (Historical Use) | 4000 | Cathodically Protected Steel | 1988-12-01 | Cathodically Protected | Suction (American)
9022067 | 3 |  | 1998-06-26 |  | 1998-06-26 |  | Currently in Use | Gas (Historical Use) | 4000 | Cathodically Protected Steel | 1988-12-01 | Cathodically Protected | Suction (American)
9022068 | 1 |  | 1989-12-14 | no | 1989-12-14 | no | Temporarily out of use | Gas (Historical Use) | 2000 | Galvanic (STIP-3) | 1989-01-01 | Galvanized Steel | Suction (American)
9022068 | 2 |  | 1989-12-14 | no | 1989-12-14 | no | Temporarily out of use | Diesel | 550 | Galvanic (STIP-3) | 1989-12-14 | Galvanized Steel | Suction (American)
9022069 | 1 |  | 1989-05-01 |  | 1989-05-01 |  | Removed from Ground | Gas (Historical Use) | 1000 | Bare Steel | 1989-05-01 | Cathodically Protected | Safe Suction (Euro)
9022069 | 2 |  | 1989-05-01 |  | 1989-05-01 |  | Removed from Ground | Gas (Historical Use) | 1000 | Cathodically Protected Steel | 1989-05-01 | Cathodically Protected | Safe Suction (Euro)
9022070 | 1 | [5 empty] | Removed from Ground | Gas (Historical Use) | 900 | Bare Steel | 2000-04-10 | Galvanized Steel | Safe Suction (Euro)
9022071 | 1 | [5 empty] | Removed from Ground | Gas (Historical Use) | 6000 | Cathodically Protected Steel | 1986-10-01 | Galvanized Steel | Suction (American)
9022071 | 2 | [5 empty] | Permanently Out Of Use | Gas (Historical Use) | 6000 | Cathodically Protected Steel | 1986-10-01 | Galvanized Steel | Suction (American)
9022071 | 3 | [5 empty] | Permanently Out Of Use | Gas (Historical Use) | 6000 | Cathodically Protected Steel | 1986-10-01 | Galvanized Steel | Suction (American)
9022072 | 1 | Flapper Valve | 1995-08-01 |  | 1995-08-01 | yes | Temporarily out of use | Gas (Historical Use) | 6000 | Steel-Impressed Current | 1986-06-01 | Steel (Impressed Current) | Safe Suction (Euro)
9022072 | 2 | Flapper Valve | 1995-08-01 |  | 1995-08-01 | yes | Temporarily out of use | Diesel | 6000 | Steel-Impressed Current | 1986-06-01 | Steel (Impressed Current) | Safe Suction (Euro)
9022073 | 1 | [5 empty] | Removed from Ground | Gas (Historical Use) | 6000 | Bare Steel | 1985-01-01 | Galvanized Steel | Suction (American)
9022073 | 2 | [5 empty] | Removed from Ground | Gas (Historical Use) | 6000 | Bare Steel | 1985-01-01 | Galvanized Steel | Suction (American)
9022073 | 3 | [5 empty] | Removed from Ground | Gas (Historical Use) | 6000 | Bare Steel | 1985-01-01 | Galvanized Steel | Suction (American)
9022073 | 4 | [5 empty] | Removed from Ground | Gas (Historical Use) | 6000 | Bare Steel | 1985-01-01 | Galvanized Steel | Suction (American)
9022073 | 5 | [5 empty] | Removed from Ground | Gas (Historical Use) | 0 | Not Marked/Unknown | 1999-08-20 | Not Marked
9022073 | 6 | [5 empty] | Removed from Ground | Gas (Historical Use) | 0 | Not Marked/Unknown | 1999-08-20 | Not Marked
9022076 | 1 | Flapper Valve | 1992-01-01 | no | 1992-01-01 | no | Currently in Use | Regular | 10000 | Galvanic (STIP-3) | 1992-01-01 | Fiberglass Reinforced Plastic | Pressurized
9022076 | 2 | Flapper Valve | 1992-01-01 | no | 1992-01-01 | no | Currently in Use | Diesel | 6000 | Galvanic (STIP-3) | 1992-01-01 | Fiberglass Reinforced Plastic | Pressurized
9022076 | 3 | Flapper Valve | 1997-10-01 | no | 1997-10-01 | no | Currently in Use | Diesel Off Road | 3000 | Galvanic (STIP-3) | 1997-10-01 | Fiberglass Reinforced Plastic | Pressurized
9022080 | 1 | [5 empty] | Removed from Ground | Gas (Historical Use) | 1000 | Not Marked/Unknown | 1994-10-01 | Not Marked
9022081 | 1 | Ball Float | 1989-01-03 |  | 1989-01-03 |  | Currently in Use | Gas (Historical Use) | 8000 | Steel-Impressed Current | 1989-01-09 | Steel (Impressed Current) | Pressurized
9022081 | 2 | Ball Float | 1989-01-03 |  | 1989-01-03 |  | Currently in Use | Gas (Historical Use) | 8000 | Steel-Impressed Current | 1989-01-09 | Steel (Impressed Current) | Pressurized
9022081 | 3 | Ball Float | 1989-01-03 |  | 1989-01-03 |  | Currently in Use | Gas (Historical Use) | 8000 | Steel-Impressed Current | 1989-01-09 | Steel (Impressed Current) | Pressurized
9022083 | 1 | [5 empty] | Removed from Ground | Gas (Historical Use) | 12000 | Not Marked/Unknown | 1997-05-01 | Not Marked
9022083 | 2 | [5 empty] | Removed from Ground | Gas (Historical Use) | 3000 | Bare Steel | 1998-11-01 | Galvanized Steel | Pressurized
9022083 | 3 |  |  | yes |  | yes | Removed from Ground | Used Oil | 560 | Not Marked/Unknown | 1997-05-01 | Not Marked
9022084 | 1 | [5 empty] | Removed from Ground | Gas (Historical Use) | 1000 | Not Marked/Unknown | 1997-08-22 | Not Marked
9022084 | 2 | [5 empty] | Removed from Ground | Gas (Historical Use) | 1000 | Not Marked/Unknown | 1997-08-22 | Not Marked
9022084 | 3 | [5 empty] | Removed from Ground | Gas (Historical Use) | 1000 | Not Marked/Unknown | 1997-08-22 | Not Marked
9022085 | 667177 | Ball Float | 1997-05-22 |  | 1997-05-22 |  | Currently in Use | Gas (Historical Use) | 12000 | Fiberglass Double Walled | 1997-05-01 | Double Walled | Pressurized
9022085 | 667192 | Ball Float | 1997-05-22 |  | 1997-05-22 |  | Currently in Use | Gas (Historical Use) | 10000 | Fiberglass Double Walled | 1997-05-01 | Double Walled | Pressurized
9022086 | 1 | Ball Float | 1997-05-01 | no | 1997-05-01 | no | Currently in Use | Gas (Historical Use) | 15500 | Composite | 1997-05-01 | Fiberglass Reinforced Plastic | Pressurized
9022086 | 2 | Ball Float | 1997-05-01 | no | 1997-05-01 | no | Currently in Use | Gas (Historical Use) | 12240 | Composite | 1997-05-01 | Fiberglass Reinforced Plastic | Pressurized
9022086 | 3 | Ball Float | 1997-05-01 | no | 1997-05-01 | no | Currently in Use | Diesel | 8200 | Composite | 1997-05-01 | Fiberglass Reinforced Plastic | Pressurized
9022087 | 1 | [5 empty] | Removed from Ground | Gas (Historical Use) | 3500 | Bare Steel | 1960-01-01 | Bare Steel | Suction (American)
9022087 | 2 | [5 empty] | Removed from Ground | Diesel | 3500 | Bare Steel | 1960-01-01 | Bare Steel | Suction (American)
9022089 | 1 | Ball Float | 1998-02-01 |  | 1998-02-01 | yes | Currently in Use | Gas (Historical Use) | 10000 | Epoxy | 1987-10-01 | Fiberglass Reinforced Plastic | Pressurized
9022089 | 2 | Ball Float | 1998-02-01 |  | 1998-02-01 | yes | Currently in Use | Gas (Historical Use) | 10000 | Epoxy | 1987-10-01 | Fiberglass Reinforced Plastic | Pressurized
9022089 | 3 | Ball Float | 1998-02-01 |  | 1998-02-01 | yes | Currently in Use | Gas (Historical Use) | 10000 | Epoxy | 1987-10-01 | Fiberglass Reinforced Plastic | Pressurized
9022089 | 4 | Flapper Valve | 1998-02-01 |  | 1998-02-01 | yes | Currently in Use | Diesel | 10000 | Epoxy | 1987-10-01 | Fiberglass Reinforced Plastic | Pressurized
9022090 | 1 | Ball Float | 1997-12-01 |  | 1997-12-01 |  | Currently in Use | Gas (Historical Use) | 0 | Epoxy | 1987-07-01 | Fiberglass Reinforced Plastic | Pressurized
9022090 | 2 | Ball Float | 1997-12-01 |  | 1997-12-01 |  | Currently in Use | Gas (Historical Use) | 0 | Epoxy | 1987-07-01 | Fiberglass Reinforced Plastic | Pressurized
9022090 | 3 | Ball Float | 1997-12-01 |  | 1997-12-01 |  | Currently in Use | Gas (Historical Use) | 0 | Epoxy | 1987-07-01 | Fiberglass Reinforced Plastic | Pressurized
9022090 | 4 | Ball Float | 1997-12-01 |  | 1997-12-01 |  | Currently in Use | Diesel | 0 | Epoxy | 1987-07-01 | Fiberglass Reinforced Plastic | Pressurized
9022091 | 1 |  | 1997-03-20 | no | 1997-03-20 | no | Currently in Use | Regular | 10000 |  | 2001-10-10 | Fiberglass Reinforced Plastic | Pressurized
9022091 | 2 |  | 1997-03-20 | no | 1997-03-20 | no | Currently in Use | Premium | 10000 |  | 2001-10-10 | Fiberglass Reinforced Plastic | Pressurized
9022091 | 3 |  | 1997-03-20 | no | 1997-03-20 | no | Currently in Use | Diesel | 4000 |  | 2001-10-10 | Fiberglass Reinforced Plastic | Pressurized
9022091 | 4 |  | 1997-03-20 | no | 1997-03-20 | no | Currently in Use | Diesel Off Road | 2000 |  | 2001-10-10 | Fiberglass Reinforced Plastic | Pressurized
9022092 | 1 | [5 empty] | Removed from Ground | Diesel | 10000 | Not Marked/Unknown | 1996-04-01 | Not Marked
9022092 | 2 | [5 empty] | Removed from Ground | Diesel | 3000 | Not Marked/Unknown | 1996-04-17 | Not Marked
9022093 | 1 | [5 empty] | Removed from Ground | Gas (Historical Use) | 4000 | Not Marked/Unknown | 1998-06-01 | Not Marked
9022093 | 2 | [5 empty] | Removed from Ground | Gas (Historical Use) | 4000 | Not Marked/Unknown | 1998-06-01 | Not Marked
9022093 | 3 | [5 empty] | Removed from Ground | Diesel | 5000 | Not Marked/Unknown | 1998-06-01 | Not Marked
9022093 | 4 | [5 empty] | Removed from Ground | Gas (Historical Use) | 5000 | Not Marked/Unknown | 1998-06-01 | Not Marked
9022094 | 1 | Ball Float | 1998-07-15 |  | 1998-07-15 |  | Currently in Use | Diesel | 20000 | Fiberglass Double Walled | 1998-07-15 | Double-Walled Fiberglass | Pressurized
9022094 | 2 | Ball Float | 1998-07-15 |  | 1998-07-15 |  | Currently in Use | Diesel | 20000 | Fiberglass Double Walled | 1998-07-15 | Double-Walled Fiberglass | Pressurized
9022094 | 3 | Ball Float | 1998-07-15 |  | 1998-07-15 |  | Currently in Use | Diesel | 20000 | Fiberglass Double Walled | 1998-07-15 | Double-Walled Fiberglass | Pressurized
9022094 | 4 | Ball Float | 1998-07-15 |  | 1998-07-15 |  | Currently in Use | Gas (Historical Use) | 20000 | Fiberglass Double Walled | 1998-07-15 | Double-Walled Fiberglass | Pressurized
9022094 | 5 | Ball Float | 1998-07-15 |  | 1998-07-15 |  | Currently in Use | Gas (Historical Use) | 20000 | Fiberglass Double Walled | 1998-07-15 | Double-Walled Fiberglass | Pressurized
9022095 | 1 | Ball Float | 1998-07-20 | no | 1998-07-20 | no | Currently in Use | Regular | 15000 | Epoxy | 1998-07-20 | Fiberglass Reinforced Plastic | Pressurized
9022095 | 2 | Ball Float | 1998-07-20 | no | 1998-07-20 | no | Currently in Use | Premium | 10000 | Epoxy | 1998-07-20 | Fiberglass Reinforced Plastic | Pressurized
9022095 | 3 | Ball Float | 1998-07-20 | no | 1998-07-20 | no | Currently in Use | Diesel | 8000 | Epoxy | 1998-07-20 | Fiberglass Reinforced Plastic | Pressurized
9022095 | 4 | Ball Float | 1998-07-20 | no | 1998-07-20 | no | Currently in Use | Diesel | 6000 | Epoxy | 1998-07-20 | Fiberglass Reinforced Plastic | Pressurized
9022095 | 5 | Ball Float | 1998-07-20 | no | 1998-07-20 | no | Currently in Use | Kerosene | 2000 | Epoxy | 1998-07-20 | Fiberglass Reinforced Plastic | Pressurized
9022096 | 1 | Ball Float | 1997-10-05 | no | 1997-10-05 | no | Currently in Use | Regular | 10000 | STIP-3/Impressed Current | 1998-12-03 | Fiberglass Reinforced Plastic | Pressurized
9022096 | 2 | Ball Float | 1997-10-05 | no | 1997-10-05 | no | Currently in Use | Premium | 8000 | Galvanic (STIP-3) | 1998-12-03 | Fiberglass Reinforced Plastic | Pressurized
9022097 | 1 | Ball Float | 1998-08-16 |  | 1998-08-16 |  | Currently in Use | Gas (Historical Use) | 12000 | Composite | 1998-08-11 | Fiberglass Reinforced Plastic | Pressurized
9022097 | 2 | Ball Float | 1998-08-16 |  | 1998-08-16 |  | Currently in Use | Gas (Historical Use) | 10000 | Composite | 1998-08-11 | Fiberglass Reinforced Plastic | Pressurized
9022097 | 3 | Ball Float | 1998-08-16 |  | 1998-08-16 |  | Currently in Use | Diesel | 10000 | Composite | 1998-08-11 | Fiberglass Reinforced Plastic | Pressurized
9022098 | 1 | Ball Float | 1990-08-01 | no | 1990-08-01 | no | Currently in Use | Regular | 8000 | Galvanic (STIP-3) | 1990-08-01 | Fiberglass Reinforced Plastic | Pressurized
9022098 | 2 | Ball Float | 1990-08-01 | no | 1990-08-01 | no | Currently in Use | Plus | 8000 | Galvanic (STIP-3) | 1990-08-01 | Fiberglass Reinforced Plastic | Pressurized
9022098 | 3 | Ball Float | 1990-08-01 | no | 1990-08-01 | no | Currently in Use | Premium | 8000 | Galvanic (STIP-3) | 1990-08-01 | Fiberglass Reinforced Plastic | Pressurized
9022099 | 1 |  | 1997-10-01 |  | 1997-10-01 |  | Currently in Use | Gas (Historical Use) | 10000 | Epoxy | 1997-10-01 | Cathodically Protected | Pressurized
9022099 | 2 |  | 1997-10-01 |  | 1997-10-01 |  | Currently in Use | Gas (Historical Use) | 10000 | Epoxy | 1997-10-01 | Cathodically Protected | Pressurized
9022099 | 3 |  | 1997-10-01 |  | 1997-10-01 |  | Currently in Use | Diesel | 6000 | Epoxy | 1997-10-01 | Cathodically Protected | Pressurized
9022099 | 4 |  | 1997-10-01 |  | 1997-10-01 |  | Currently in Use | Kerosene | 2000 | Epoxy | 1997-10-01 | Cathodically Protected | Pressurized
9022100 | 1 | [5 empty] | Removed from Ground | Gas (Historical Use) | 0 | Marked Unknown | 1999-12-31 | Unknown
9022100 | 2 | [5 empty] | Removed from Ground | Empty | 0 | Marked Unknown | 1999-12-31 | Unknown
9022100 | 3 |  |  | no |  | no | Removed from Ground |  | 0 | Unknown | 1999-12-31
9022101 | 1 | [5 empty] | Removed from Ground | Gas (Historical Use) | 2000 | Not Marked/Unknown | 2000-05-26 | Not Marked
9022101 | 2 | [5 empty] | Removed from Ground | Gas (Historical Use) | 2000 | Not Marked/Unknown | 2000-05-26 | Not Marked
9022101 | 3 | [5 empty] | Removed from Ground | Gas (Historical Use) | 2000 | Not Marked/Unknown | 2000-05-26 | Not Marked
9022101 | 4 | [5 empty] | Removed from Ground | Gas (Historical Use) | 4000 | Not Marked/Unknown | 2000-05-26 | Not Marked
9022101 | 5 | [5 empty] | Removed from Ground | Gas (Historical Use) | 4000 | Not Marked/Unknown | 2000-05-26 | Not Marked
9022101 | 6 |  |  | yes |  | yes | Removed from Ground | Used Oil | 500 | Marked Unknown | 2000-05-30 | Unknown
9022102 | 1 | Overfill Alarm | 1999-10-05 |  | 1999-10-05 |  | Currently in Use | Gas (Historical Use) | 15000 | Composite Double Walled | 1999-10-05 | Double-Walled Fiberglass | Pressurized
9022102 | 2 | Overfill Alarm | 1999-10-05 |  | 1999-10-05 |  | Currently in Use | Diesel | 12000 | Composite Double Walled | 1999-10-05 | Double-Walled Fiberglass | Pressurized
9022102 | 3 | Overfill Alarm | 1999-10-05 |  | 1999-10-05 |  | Currently in Use | Gas (Historical Use) | 12000 | Composite Double Walled | 1999-10-05 | Double-Walled Fiberglass | Pressurized
9022103 | 1 | Overfill Alarm | 1999-06-15 |  | 1999-06-15 |  | Currently in Use | Gas (Historical Use) | 12000 | Fiberglass | 1999-05-27 | Secondary Containment | Pressurized
9022103 | 2 | Overfill Alarm | 1999-06-15 |  | 1999-06-15 |  | Currently in Use | Gas (Historical Use) | 10000 | Fiberglass | 1999-05-27 | Secondary Containment | Pressurized
9022103 | 3 | Overfill Alarm | 1999-06-15 |  | 1999-06-15 |  | Currently in Use | Diesel | 12000 | Fiberglass | 1999-05-27 | Secondary Containment | Pressurized
9022103 | 4 | Overfill Alarm | 1999-06-15 |  | 1999-06-15 |  | Currently in Use | Diesel | 6000 | Fiberglass | 1999-05-27 | Secondary Containment | Pressurized
9022103 | 5 | Overfill Alarm | 1999-06-15 |  | 1999-06-15 |  | Currently in Use | Gas (Historical Use) | 4000 | Fiberglass | 1999-05-27 | Secondary Containment | Pressurized
9022104 | 1 |  | 1999-06-15 |  | 1999-06-15 |  | Currently in Use | Gas (Historical Use) | 3000 | Epoxy | 1999-06-15 | Fiberglass Reinforced Plastic | Pressurized
9022104 | 2 |  | 1999-06-15 |  | 1999-06-15 |  | Currently in Use | Gas (Historical Use) | 2000 | Epoxy | 1999-06-15 | Fiberglass Reinforced Plastic | Pressurized
9022104 | 3 |  | 1999-09-24 |  | 1999-06-24 |  | Currently in Use | Diesel | 2000 | Epoxy | 1999-09-24 | Fiberglass Reinforced Plastic | Safe Suction (Euro)
9022105 | 1 | Overfill Alarm | 2000-04-01 | no | 2000-04-01 | no | Currently in Use | Premium | 10000 | Fiberglass | 2000-05-15 |  | Pressurized
9022105 | 2 | Overfill Alarm | 2000-04-01 | no | 2000-04-01 | no | Currently in Use | Regular | 12000 | Fiberglass | 2000-05-15 |  | Pressurized
9022105 | 3 | Overfill Alarm | 2000-04-01 | no | 2000-04-01 | no | Currently in Use | Diesel | 12000 | Fiberglass | 2000-05-15 |  | Pressurized
9022105 | 4 | Overfill Alarm | 2000-04-01 | no | 2000-04-01 | no | Currently in Use | Diesel | 6000 | Fiberglass | 2000-05-15 |  | Pressurized
9022105 | 5 | Overfill Alarm | 2000-04-01 | no | 2000-04-01 | no | Currently in Use | E-85 | 4000 | Fiberglass | 2000-05-15 |  | Pressurized
9022106 | 1 | Ball Float | 2001-04-01 | no | 2001-04-01 | no | Currently in Use | Regular | 12000 | Composite | 2000-04-01 | Flex | Pressurized
9022106 | 2 | Ball Float | 2001-04-01 | no | 2001-04-01 | no | Currently in Use | Premium | 10000 | Composite | 2000-04-01 | Flex | Pressurized
9022106 | 3 | Flapper Valve | 2001-04-01 | no | 2001-04-01 | no | Currently in Use | Diesel | 6000 | Composite | 2000-04-01 | Flex | Suction (American)
9022106 | 4 | Ball Float | 2001-04-01 | no | 2001-04-01 | no | Currently in Use | Diesel | 6000 | Composite | 2000-04-01 | Flex | Pressurized
9022107 | 1 | [5 empty] | Removed from Ground | Gas (Historical Use) | 4000 | Not Marked/Unknown | 2001-04-02 | Not Marked
9022107 | 2 | [5 empty] | Removed from Ground | Used Oil | 560 | Not Marked/Unknown | 2001-04-02 | Not Marked
9022108 | 809104 | Overfill Alarm | 1999-06-29 |  | 1999-06-29 |  | Currently in Use | Diesel | 10000 | Epoxy | 1999-06-20 | Fiberglass Reinforced Plastic | Pressurized
9022109 | 1 | [5 empty] | Permanently Out of Use - historical purposes | Diesel | 0 | Marked Unknown |  | Unknown
9022110 | 1 |  | 2002-01-01 | no | 2002-01-01 | no | Currently in Use | Gas (Historical Use) | 20000 | Fiberglass Double Walled | 2001-11-01 | Double-Walled Flex | Pressurized
9022110 | 2 |  | 2002-01-01 | no | 2002-01-01 | no | Currently in Use | Gas (Historical Use) | 20000 | Fiberglass Double Walled | 2001-11-01 | Double-Walled Flex | Pressurized
9022110 | 3 |  | 2002-01-01 | no | 2002-01-01 | no | Currently in Use | Gas (Historical Use) | 12000 | Fiberglass Double Walled | 2001-11-01 | Double-Walled Flex | Pressurized
9022110 | 4A |  | 2015-03-26 | no | 2015-03-28 | no | Temporarily out of use |  | 10000 | Fiberglass Double Walled | 2015-03-30 | Double-Walled Flex
9022110 | 4B |  | 2015-03-26 | no | 2015-03-28 | no | Currently in Use | Diesel | 9500 | Fiberglass Double Walled | 2015-03-30 | Double-Walled Flex | Pressurized
9023001 | 1 | [5 empty] | Removed from Ground | Hazardous Substance | 1500 | Bare Steel | 1970-01-01 | Galvanized Steel
9023002 | 5221-004 | [5 empty] | Removed from Ground | Gas (Historical Use) | 285 | Bare Steel | 1993-06-09 | Fiberglass Reinforced Plastic
9023002 | 5221-005 | [5 empty] | Removed from Ground | Diesel | 1060 | Bare Steel | 1993-06-09 | Copper
9023003 | 1 | Ball Float | 1989-03-30 |  | 1989-03-30 |  | Currently in Use | Gas (Historical Use) | 10000 | Composite | 1989-03-01 | Fiberglass Reinforced Plastic | Pressurized
9023003 | 2 | Ball Float | 1989-03-30 |  | 1989-03-30 |  | Currently in Use | Diesel | 10000 | Composite | 1989-03-01 | Fiberglass Reinforced Plastic | Pressurized
9023003 | 3 | Ball Float | 1989-03-30 |  | 1989-03-30 |  | Currently in Use | Gas (Historical Use) | 10000 | Composite | 1989-03-01 | Fiberglass Reinforced Plastic | Pressurized
9023003 | 4 | Ball Float | 1989-03-30 |  | 1989-03-30 |  | Currently in Use | Diesel | 2000 | Composite | 1989-03-01 | Fiberglass Reinforced Plastic | Pressurized
9023004 | 1 |  | 1989-10-01 |  | 1989-10-01 |  | Removed from Ground | Gas (Historical Use) | 8000 | Epoxy | 1989-10-01 | Fiberglass Reinforced Plastic
9023004 | 2 |  | 1989-10-01 |  | 1989-10-01 |  | Removed from Ground | Gas (Historical Use) | 8000 | Epoxy | 1989-10-01 | Fiberglass Reinforced Plastic
9023004 | 3 |  | 1989-10-01 |  | 1989-10-01 |  | Removed from Ground | Gas (Historical Use) | 8000 | Epoxy | 1989-10-01 | Fiberglass Reinforced Plastic
9023005 | 1 | [5 empty] | Removed from Ground | Diesel | 6000 | Cathodically Protected Steel | 1987-10-01 | Galvanized Steel
9023006 | 1 | Ball Float | 1990-09-18 |  | 1990-09-18 |  | Currently in Use | Gas (Historical Use) | 10000 | Composite | 1990-09-18 | Fiberglass Reinforced Plastic | Pressurized
9023006 | 2 | Ball Float | 1990-09-18 |  | 1990-09-18 |  | Currently in Use | Gas (Historical Use) | 10000 | Composite | 1990-09-18 | Fiberglass Reinforced Plastic | Pressurized
9023006 | 3 | Ball Float | 1990-09-18 |  | 1990-09-18 |  | Currently in Use | Gas (Historical Use) | 10000 | Composite | 1990-09-18 | Fiberglass Reinforced Plastic | Pressurized
9023006 | 4 | Ball Float | 1990-09-18 |  | 1990-09-18 |  | Currently in Use | Diesel | 2000 | Composite | 1990-09-18 | Fiberglass Reinforced Plastic | Pressurized
9023008 | 1 |  | 1991-04-11 |  | 1991-01-11 |  | Removed from Ground | Gas (Historical Use) | 8000 | Cathodically Protected Steel | 1987-01-01 | Fiberglass Reinforced Plastic | Pressurized
9023008 | 2 |  | 1991-04-11 |  | 1991-01-11 |  | Removed from Ground | Gas (Historical Use) | 6000 | Cathodically Protected Steel | 1987-01-01 | Fiberglass Reinforced Plastic | Pressurized
9023008 | 3 |  | 1991-04-11 |  | 1991-04-11 |  | Removed from Ground | Gas (Historical Use) | 6000 | Cathodically Protected Steel | 1987-01-01 | Fiberglass Reinforced Plastic | Pressurized
9023009 | 1 | [5 empty] | Removed from Ground | Gas (Historical Use) | 10000 | Bare Steel | 1980-01-01 | Galvanized Steel
9023009 | 2 | [5 empty] | Removed from Ground | Gas (Historical Use) | 10000 | Bare Steel | 1980-01-01 | Galvanized Steel
9023009 | 3 | [5 empty] | Removed from Ground | Gas (Historical Use) | 10000 | Bare Steel | 1980-01-01 | Galvanized Steel
9023009 | 4 | [5 empty] | Removed from Ground | Gas (Historical Use) | 10000 | Bare Steel | 1980-01-01 | Galvanized Steel
9023010 | 1 | Ball Float | 1991-09-18 |  | 1991-09-18 |  | Currently in Use | Gas (Historical Use) | 10000 | Composite | 1991-09-18 | Double-Walled Flex | Pressurized
9023010 | 2 | Ball Float | 1991-09-18 |  | 1991-09-18 |  | Currently in Use | Gas (Historical Use) | 10000 | Composite | 1991-09-18 | Double-Walled Flex | Pressurized
9023010 | 3 | Ball Float | 1991-09-18 |  | 1991-09-18 |  | Currently in Use | Diesel | 10000 | Composite | 1991-09-18 | Double-Walled Flex | Pressurized
9023010 | 4 | Ball Float | 1991-09-18 |  | 1991-09-18 |  | Currently in Use | Gas (Historical Use) | 2000 | Composite | 1991-09-18 | Double-Walled Flex | Pressurized
9023011 | 1 | [5 empty] | Removed from Ground | Gas (Historical Use) | 8000 | Bare Steel | 1968-09-15 | Galvanized Steel
9023011 | 2 | [5 empty] | Removed from Ground | Gas (Historical Use) | 8000 | Bare Steel | 1968-09-15 | Galvanized Steel
9023011 | 3 | [5 empty] | Removed from Ground | Gas (Historical Use) | 8000 | Bare Steel | 1968-09-15 | Galvanized Steel
9023011 | 4 | [5 empty] | Removed from Ground | Diesel | 550 | Bare Steel | 1968-09-15 | Galvanized Steel
9023011 | 5 |  |  | yes |  | yes | Removed from Ground | Used Oil | 550 | Bare Steel | 1968-09-15 | Galvanized Steel
9023012 | 1 | [5 empty] | Removed from Ground | Gas (Historical Use) | 4000 | Marked Unknown | 1998-09-01 | Galvanized Steel | Suction (American)
9023012 | 2 | [5 empty] | Removed from Ground | Gas (Historical Use) | 3000 | Bare Steel | 1998-09-01 | Galvanized Steel | Suction (American)
9023013 | 1 | [5 empty] | Removed from Ground | Diesel | 10000 | Not Marked/Unknown | 1999-07-01 | Not Marked
9023013 | 2 | [5 empty] | Removed from Ground | Diesel | 10000 | Not Marked/Unknown | 1999-07-01 | Not Marked
9023013 | 3 | [5 empty] | Removed from Ground | Gas (Historical Use) | 20000 | Not Marked/Unknown | 1999-07-01 | Not Marked
9023013 | 4 | [5 empty] | Removed from Ground | Gas (Historical Use) | 20000 | Not Marked/Unknown | 1999-07-01 | Not Marked
9023014 | 1 | [5 empty] | Removed from Ground | Gas (Historical Use) | 10000 | Bare Steel | 1993-07-07 | Galvanized Steel
9023014 | 2 | [5 empty] | Removed from Ground | Gas (Historical Use) | 10000 | Bare Steel | 1993-07-07 | Galvanized Steel
9023014 | 3 |  |  | yes |  | yes | Removed from Ground | Used Oil | 550 | Bare Steel | 1993-07-07 | Galvanized Steel
9023014 | 4 | [5 empty] | Removed from Ground | Diesel | 1000 | Bare Steel | 1993-07-07 | Galvanized Steel
9023015 | 1 |  |  | yes |  | yes | Removed from Ground | Used Oil | 1000 | Not Marked/Unknown | 1992-11-01 | Not Marked
9023016 | 1 |  | 1997-06-27 |  | 1997-06-27 |  | Removed from Ground | Diesel | 10000 | Steel-Impressed Current | 1987-06-04 | Cathodically Protected | Safe Suction (Euro)
9023016 | 2 |  |  | no |  | no | Removed from Ground | Diesel | 10000 | Unknown | 2008-09-01
9023017 | 1 | Ball Float | 1993-08-23 |  | 1993-08-23 |  | Currently in Use | Gas (Historical Use) | 10000 | Galvanic (STIP-3) | 1993-08-16 | Fiberglass Reinforced Plastic | Pressurized
9023017 | 2 | Ball Float | 1993-08-23 |  | 1993-08-23 |  | Currently in Use | Gas (Historical Use) | 10000 | Galvanic (STIP-3) | 1993-08-16 | Fiberglass Reinforced Plastic | Pressurized
9023017 | 3 | Ball Float | 1993-08-23 |  | 1993-08-23 |  | Currently in Use | Gas (Historical Use) | 10000 | Galvanic (STIP-3) | 1993-08-16 | Fiberglass Reinforced Plastic | Pressurized
9023017 | 4 | Ball Float | 1993-08-23 |  | 1993-08-23 |  | Currently in Use | Kerosene | 2000 | Galvanic (STIP-3) | 1993-08-16 | Fiberglass Reinforced Plastic | Pressurized
9023018 | 1 |  | 1999-03-30 |  | 1999-03-30 |  | Currently in Use | Gas (Historical Use) | 1000 | Cathodically Protected Steel | 1980-05-05 | Cathodically Protected | Safe Suction (Euro)
9023018 | 2 |  | 1999-03-30 |  | 1999-03-30 |  | Currently in Use | Gas (Historical Use) | 1000 | Cathodically Protected Steel | 1980-05-05 | Cathodically Protected | Safe Suction (Euro)
9023018 | 3 | [5 empty] | Removed from Ground | Empty | 280 | Not Marked/Unknown | 1956-05-05 | Not Marked
9023018 | 4 |  | 1999-03-30 |  | 1999-03-30 |  | Currently in Use | Kerosene | 1000 | Cathodically Protected Steel | 1984-01-01 | Cathodically Protected | Safe Suction (Euro)
9023019 | 1 | Ball Float | 1994-01-15 |  | 1994-01-15 |  | Currently in Use | Gas (Historical Use) | 6000 | Galvanic (STIP-3) | 1994-01-15 | Fiberglass Reinforced Plastic | Pressurized
9023019 | 2 | Ball Float | 1994-01-15 |  | 1994-01-15 |  | Currently in Use | Gas (Historical Use) | 6000 | Galvanic (STIP-3) | 1994-01-15 | Fiberglass Reinforced Plastic | Pressurized
9023019 | 3 |  | 1994-01-15 |  | 1994-01-15 |  | Currently in Use | Diesel | 1000 | Galvanic (STIP-3) | 1994-01-15 | Fiberglass Reinforced Plastic | Suction (American)
9023020 | 1 | Ball Float | 1994-01-21 |  | 1994-01-21 |  | Currently in Use | Gas (Historical Use) | 10278 | Composite | 1994-01-21 | Flex | Pressurized
9023020 | 2 | Ball Float | 1994-01-21 |  | 1994-01-21 |  | Currently in Use | Gas (Historical Use) | 10278 | Composite | 1994-01-21 | Flex | Pressurized
9023020 | 3 | Ball Float | 1994-01-21 |  | 1994-01-21 |  | Currently in Use | Gas (Historical Use) | 10278 | Composite | 1994-01-21 | Flex | Pressurized
9023020 | 4 | Ball Float | 1994-01-21 |  | 1994-01-21 |  | Currently in Use | Gas (Historical Use) | 2005 | Composite | 1994-01-21 | Flex | Pressurized
9023021 | 1 | [5 empty] | Removed from Ground | Other | 1 | Not Marked/Unknown | 1993-01-01 | Not Marked
9023022 | 1 | [5 empty] | Removed from Ground | Gas (Historical Use) | 10000 | Not Marked/Unknown | 1994-10-10 | Not Marked
9023022 | 2 | [5 empty] | Removed from Ground | Gas (Historical Use) | 10000 | Not Marked/Unknown | 1994-10-10 | Not Marked
9023023 | 1 | [5 empty] | Removed from Ground | Diesel | 260 | Bare Steel | 1994-10-24 | Copper | Suction (American)
9023024 | 1 |  | 1992-09-01 |  | 1992-09-01 |  | Removed from Ground | Diesel | 12000 | Fiberglass Double Walled | 1992-09-17 | Fiberglass Reinforced Plastic | Pressurized
9023025 | 1 | Ball Float | 1992-08-01 |  | 1992-08-01 |  | Removed from Ground | Gas (Historical Use) | 10000 | Composite | 1992-08-01 | Fiberglass Reinforced Plastic | Pressurized
9023025 | 2 | Ball Float | 1992-08-01 |  | 1992-08-01 |  | Removed from Ground | Gas (Historical Use) | 8000 | Composite | 1992-08-01 | Fiberglass Reinforced Plastic | Pressurized
9023025 | 3 | Ball Float | 1992-08-01 |  | 1992-08-01 |  | Removed from Ground | Gas (Historical Use) | 8000 | Composite | 1992-08-01 | Fiberglass Reinforced Plastic | Pressurized
9023025 | 4 | Ball Float | 1992-08-01 |  | 1992-08-01 |  | Removed from Ground | Gas (Historical Use) | 2000 | Composite | 1992-08-01 | Fiberglass Reinforced Plastic | Pressurized
9023025 | 5 | Ball Float | 1992-08-01 |  | 1992-08-01 |  | Removed from Ground | Diesel | 2000 | Composite | 1992-08-01 | Fiberglass Reinforced Plastic | Pressurized
9023026 | 1 | [5 empty] | Removed from Ground | Gas (Historical Use) | 2000 | Bare Steel | 1995-02-09 | Galvanized Steel | Pressurized
9023026 | 2 | [5 empty] | Removed from Ground | Diesel | 2000 | Bare Steel | 1990-05-18 | Galvanized Steel | Pressurized
9023026 | 3 | [5 empty] | Removed from Ground | Diesel | 2000 | Bare Steel | 1990-05-18 | Galvanized Steel | Pressurized
9023027 | 1 |  | 1993-08-12 |  | 1993-08-12 |  | Currently in Use | Gas (Historical Use) | 10000 | Composite | 1993-06-01 | Fiberglass Reinforced Plastic | Pressurized
9023027 | 2 |  | 1993-08-12 |  | 1993-08-12 |  | Currently in Use | Gas (Historical Use) | 10000 | Composite | 1993-06-01 | Fiberglass Reinforced Plastic | Pressurized
9023027 | 3 |  | 1993-08-12 |  | 1993-08-12 |  | Currently in Use | Gas (Historical Use) | 10000 | Composite | 1993-06-01 | Fiberglass Reinforced Plastic | Pressurized
9023027 | 4 |  | 1993-08-12 |  | 1993-08-12 |  | Currently in Use | Diesel | 20000 | Composite | 1993-06-01 | Fiberglass Reinforced Plastic | Pressurized
9023027 | 5 |  | 1993-08-12 |  | 1993-08-12 |  | Temporarily out of use | Kerosene | 4000 | Composite | 1993-06-01 | Fiberglass Reinforced Plastic | Pressurized
9023028 | 1 | Ball Float | 1990-02-01 |  | 1990-02-01 |  | Currently in Use | Gas (Historical Use) | 10000 | Galvanic (STIP-3) | 1990-02-19 | Fiberglass Reinforced Plastic | Pressurized
9023028 | 2 | Ball Float | 1990-02-01 |  | 1990-02-01 |  | Currently in Use | Gas (Historical Use) | 10000 | Galvanic (STIP-3) | 1990-02-19 | Fiberglass Reinforced Plastic | Pressurized
9023031 | 1 | [5 empty] | Removed from Ground | Gas (Historical Use) | 5000 | Marked Unknown | 1995-12-01 | Unknown
9023031 | 2 | [5 empty] | Removed from Ground | Diesel | 5000 | Marked Unknown | 1995-12-01 | Unknown
9023032 | 1 | [5 empty] | Removed from Ground | Gas (Historical Use) | 1000 | Cathodically Protected Steel | 1999-09-01 | Not Marked | Suction (American)
9023032 | 2 | [5 empty] | Removed from Ground | Gas (Historical Use) | 1000 | Cathodically Protected Steel | 1998-12-01 | Not Marked | Suction (American)
9023033 | 1 | [5 empty] | Removed from Ground | Gas (Historical Use) | 1000 | Bare Steel | 1951-01-01 | Galvanized Steel
9023033 | 2 | [5 empty] | Removed from Ground | Gas (Historical Use) | 1000 | Bare Steel | 1951-01-01 | Galvanized Steel
9023033 | 3 | [5 empty] | Removed from Ground | Gas (Historical Use) | 1000 | Bare Steel | 1951-01-01 | Galvanized Steel
9023033 | 4 | [5 empty] | Removed from Ground | Gas (Historical Use) | 1000 | Bare Steel | 1951-01-01 | Galvanized Steel
9023033 | PREM-2 |  | 1992-06-01 |  | 1992-06-01 |  | Temporarily out of use | Gas (Historical Use) | 3000 | Cathodically Protected Steel | 1992-06-01 | Fiberglass Reinforced Plastic | Suction (American)
9023033 | RU-1 |  | 1992-06-01 |  | 1992-06-01 |  | Temporarily out of use | Gas (Historical Use) | 8000 | Cathodically Protected Steel | 1992-06-01 | Fiberglass Reinforced Plastic | Suction (American)
9023034 | 1 | [5 empty] | Removed from Ground | Gas (Historical Use) | 500 | Cathodically Protected Steel | 2000-10-01 | Galvanized Steel | Suction (American)
9023034 | 2 | [5 empty] | Removed from Ground | Gas (Historical Use) | 500 | Cathodically Protected Steel | 2000-10-01 | Galvanized Steel | Suction (American)
9023034 | 3 | [5 empty] | Removed from Ground | Gas (Historical Use) | 0 | Cathodically Protected Steel | 2000-10-01 | Galvanized Steel | Suction (American)
9023034 | 4 | [5 empty] | Removed from Ground | Kerosene | 250 | Cathodically Protected Steel | 2000-10-01 | Galvanized Steel | Suction (American)
9023035 | 1 | [5 empty] | Removed from Ground | Kerosene | 2000 | Cathodically Protected Steel | 1990-09-01 | Galvanized Steel | Suction (American)
9023038 | 1 | [5 empty] | Removed from Ground | Diesel | 1000 | Bare Steel | 1991-01-01 | Bare Steel | Safe Suction (Euro)
9023038 | 2 |  |  | yes |  | yes | Removed from Ground | Gas (Historical Use) | 1000 | Bare Steel | 1991-01-01 | Bare Steel | Safe Suction (Euro)
902304 | 1 | Ball Float | 1996-09-06 |  | 1996-09-06 |  | Currently in Use | Gas (Historical Use) | 10218 | Composite | 1996-09-04 | Flex | Pressurized
902304 | 2 | Ball Float | 1996-09-06 |  | 1996-09-06 |  | Currently in Use | Gas (Historical Use) | 10207 | Composite | 1996-09-04 | Flex | Pressurized
902304 | 3 | Ball Float | 1996-09-06 |  | 1996-09-06 |  | Currently in Use | Gas (Historical Use) | 10305 | Composite | 1996-09-04 | Flex | Pressurized
9023041 | 1 |  |  | yes |  | yes | Permanently Out of Use - historical purposes | Used Oil | 250 | Not Marked/Unknown |  | Not Marked
9023041 | 2 | [5 empty] | Permanently Out of Use - historical purposes | Gas (Historical Use) | 1000 | Not Marked/Unknown |  | Not Marked
9023041 | 3 | [5 empty] | Permanently Out of Use - historical purposes | Gas (Historical Use) | 1000 | Not Marked/Unknown |  | Not Marked
9023041 | 4 | [5 empty] | Permanently Out of Use - historical purposes | Kerosene | 550 | Not Marked/Unknown |  | Not Marked
9023042 | 1 | Ball Float | 1996-06-29 |  | 1996-06-29 |  | Removed from Ground | Gas (Historical Use) | 10000 | Composite | 1996-06-28 | Flex | Pressurized
9023042 | 2 | Ball Float | 1996-06-29 |  | 1996-06-29 |  | Removed from Ground | Gas (Historical Use) | 10000 | Composite | 1996-06-28 | Flex | Pressurized
9023042 | 3 | Ball Float | 1996-06-29 |  | 1996-06-29 |  | Removed from Ground | Gas (Historical Use) | 10000 | Composite | 1996-06-28 | Flex | Pressurized
9023042 | 4 | Ball Float | 2012-11-12 | no | 2012-11-12 | no | Currently in Use | Gas (Historical Use) | 20000 | Composite Double Walled | 2012-11-06 | Double-Walled Flex | Pressurized
9023042 | 5 | Ball Float | 2012-11-12 | no | 2012-11-12 | no | Currently in Use | Gas (Historical Use) | 10000 | Composite Double Walled | 2012-11-06 | Double-Walled Flex | Pressurized
9023042 | 6 | Ball Float | 2012-11-12 | no | 2012-11-12 | no | Currently in Use | Diesel | 10000 | Composite Double Walled | 2012-11-06 | Double-Walled Flex | Pressurized
9023043 | 1 | Ball Float | 1996-07-23 |  | 1996-07-23 |  | Currently in Use | Gas (Historical Use) | 10000 | Composite | 1996-07-23 | Double-Walled Flex | Pressurized
9023043 | 2 | Ball Float | 1996-07-23 |  | 1996-07-23 |  | Currently in Use | Gas (Historical Use) | 10000 | Composite | 1996-07-23 | Double-Walled Flex | Pressurized
9023043 | 3 | Ball Float | 1996-07-23 |  | 1996-07-23 |  | Currently in Use | Gas (Historical Use) | 10000 | Composite | 1996-07-23 | Double-Walled Flex | Pressurized
9023043 | 4 | Flapper Valve | 1996-07-23 |  | 1996-07-23 |  | Currently in Use | Kerosene | 2000 | Composite | 1996-07-23 | Double-Walled Flex | Pressurized
9023045 | 1 | Overfill Alarm | 1996-10-04 |  | 1996-10-04 |  | Currently in Use | Gas (Historical Use) | 15000 | Fiberglass | 1996-10-04 | Fiberglass Reinforced Plastic | Pressurized
9023045 | 2 | Overfill Alarm | 1996-10-04 |  | 1996-10-04 |  | Currently in Use | Gas (Historical Use) | 15000 | Fiberglass | 1996-10-04 | Fiberglass Reinforced Plastic | Pressurized
9023046 | 1 | [5 empty] | Removed from Ground | Gas (Historical Use) | 1000 | Not Marked/Unknown | 1996-11-01 | Not Marked
9023048 | 1 | Ball Float | 1997-04-10 |  | 1997-04-10 |  | Currently in Use | Gas (Historical Use) | 12000 | Composite | 1997-04-10 | Double-Walled Flex | Pressurized
9023048 | 2 | Ball Float | 1997-04-10 |  | 1997-04-10 |  | Currently in Use | Diesel | 10000 | Composite | 1997-04-10 | Double-Walled Flex | Pressurized
9023048 | 3 | Ball Float | 1997-04-10 |  | 1997-04-10 |  | Currently in Use | Gas (Historical Use) | 10000 | Composite | 1997-04-10 | Double-Walled Flex | Pressurized
9023049 | 1 | [5 empty] | Removed from Ground | Other | 285 | Not Marked/Unknown | 1998-06-01 | Not Marked
9023051 | 1 | Flapper Valve | 1986-06-25 | no | 1986-06-25 | no | Currently in Use | Regular | 8000 | Steel-Impressed Current | 1986-06-25 | Steel (Impressed Current) | Pressurized
9023051 | 2 | Flapper Valve | 1986-06-25 | no | 1986-06-25 | no | Currently in Use | Plus | 8000 | Steel-Impressed Current | 1986-06-25 | Steel (Impressed Current) | Pressurized
9023051 | 3 | Flapper Valve | 1986-06-25 | no | 1986-06-25 | no | Currently in Use | Premium | 4000 | Steel-Impressed Current | 1986-06-25 | Fiberglass Reinforced Plastic | Pressurized
9023051 | 4 | Flapper Valve | 1986-06-25 | no | 1986-06-25 | no | Currently in Use | Diesel | 3000 | Steel-Impressed Current | 1986-06-25 | Steel (Impressed Current) | Pressurized
9023052 | 1 | [5 empty] | Removed from Ground | Gas (Historical Use) | 1000 | Marked Unknown | 1998-12-15 | Unknown | Safe Suction (Euro)
9023053 | 1 | Ball Float | 1998-02-11 |  | 1998-02-11 |  | Currently in Use | Gas (Historical Use) | 12000 | Fiberglass | 1998-02-06 | Double Walled | Pressurized
9023053 | 2 | Ball Float | 1998-02-11 |  | 1998-02-11 |  | Currently in Use | Gas (Historical Use) | 8000 | Fiberglass | 1998-02-06 | Double Walled | Pressurized
9023054 | 1 |  | 1991-09-09 |  | 1991-09-09 |  | Removed from Ground | Gas (Historical Use) | 10000 | Composite | 1991-09-09 | Fiberglass Reinforced Plastic | Pressurized
9023054 | 2 |  | 1991-09-09 |  | 1991-09-09 |  | Removed from Ground | Gas (Historical Use) | 10000 | Composite | 1991-09-09 | Fiberglass Reinforced Plastic | Pressurized
9023054 | 3 |  | 1991-09-09 |  | 1991-09-09 |  | Removed from Ground | Gas (Historical Use) | 10000 | Composite | 1991-09-09 | Fiberglass Reinforced Plastic | Pressurized
9023056 | 1 | Overfill Alarm | 1999-07-01 | no | 1999-07-01 | no | Currently in Use | Gas (Historical Use) | 12000 | Fiberglass Double Walled | 1999-07-01 | Double-Walled Flex | Pressurized
9023056 | 2 | Overfill Alarm | 1999-07-01 |  | 1999-07-01 |  | Currently in Use | Gas (Historical Use) | 12000 | Fiberglass Double Walled | 1999-07-01 | Double-Walled Flex | Pressurized
9023057 | 1 | [5 empty] | Removed from Ground | Gas (Historical Use) | 1000 | Bare Steel | 1999-10-21 | Galvanized Steel | Suction (American)
9023057 | 2 | [5 empty] | Removed from Ground | Diesel | 1000 | Bare Steel | 1999-10-21 | Galvanized Steel | Suction (American)
9023057 | 3 | [5 empty] | Removed from Ground | Diesel | 1000 | Bare Steel | 1999-10-21 | Galvanized Steel | Suction (American)
9023057 | 4 | [5 empty] | Removed from Ground | Diesel | 1000 | Bare Steel | 1999-10-21 | Galvanized Steel | Suction (American)
9023058 | 1 | [5 empty] | Removed from Ground | Gas (Historical Use) | 0 | Not Marked/Unknown |  | Not Marked
9023059 | 1 | Ball Float | 2000-06-20 |  | 2000-06-20 |  | Currently in Use | Gas (Historical Use) | 8000 | Fiberglass | 2000-06-20 | Fiberglass Reinforced Plastic | Pressurized
9023059 | 2 | Ball Float | 2000-06-20 |  | 2000-06-20 |  | Currently in Use | Gas (Historical Use) | 12000 | Fiberglass | 2000-06-20 | Fiberglass Reinforced Plastic | Pressurized
9023060 | 1 | [5 empty] | Closed in Ground | Diesel | 250 | Bare Steel | 1977-01-01 | Bare Steel | Safe Suction (Euro)
9023061 | 1 |  | 2001-05-21 |  | 2001-05-21 |  | Currently in Use | Gas (Historical Use) | 12000 | Galvanic (STIP-3) | 2001-04-23 | Fiberglass Reinforced Plastic | Pressurized
9023061 | 2 |  | 2001-05-21 |  | 2001-05-21 |  | Currently in Use | Gas (Historical Use) | 8000 | Galvanic (STIP-3) | 2001-04-23 | Fiberglass Reinforced Plastic | Pressurized
9023061 | 3 |  | 2001-05-21 |  | 2001-05-21 |  | Currently in Use | Diesel | 3000 | Galvanic (STIP-3) | 2001-04-23 | Fiberglass Reinforced Plastic | Pressurized
9023062 | 1 | Ball Float | 2001-06-25 |  | 2001-06-25 |  | Currently in Use | Gas (Historical Use) | 20000 | Composite | 2001-06-25 | Double-Walled Flex | Pressurized
9023062 | 2 | Ball Float | 2001-06-25 |  | 2001-06-25 |  | Currently in Use | Gas (Historical Use) | 15000 | Composite | 2001-06-25 | Double-Walled Flex | Pressurized
9023062 | 3 | Ball Float | 2006-12-01 | no | 2006-12-01 | no | Currently in Use | Diesel | 20000 | Composite Double Walled | 2006-12-01 | Double-Walled Flex | Pressurized
9023062 | 4 | Ball Float | 2006-12-01 | no | 2006-12-01 | no | Currently in Use | Diesel | 20000 | Composite Double Walled | 2006-12-01 | Double-Walled Flex | Pressurized
9024001 | DUMMY | [5 empty] | Permanently Out of Use - historical purposes | Diesel | 0 | Not Marked/Unknown |  | Not Marked
9024002 | 1 | [5 empty] | Closed in Ground | Diesel | 500 | Marked Unknown | 1986-01-01 | Unknown
9024002 | 2 | Ball Float | 1994-01-01 | no | 1994-01-01 | no | Currently in Use | Diesel | 600 | Tank Jacket | 1994-01-10 | Fiberglass Reinforced Plastic | Safe Suction (Euro)
9024003 | 1 | [5 empty] | Removed from Ground | Gas (Historical Use) | 5000 | Bare Steel | 1982-01-01 | Unknown
9024003 | 2 | [5 empty] | Removed from Ground | Gas (Historical Use) | 5000 | Bare Steel | 1982-01-01 | Unknown
9024004 | 1 | [5 empty] | Removed from Ground | Other | 250 | Bare Steel | 1994-09-30 | Copper | Suction (American)
9024005 | 1 | [5 empty] | Removed from Ground | Gas (Historical Use) | 1000 | Bare Steel | 1994-03-07 | Bare Steel | Safe Suction (Euro)
9024005 | 2 | [5 empty] | Removed from Ground | Gas (Historical Use) | 1000 | Bare Steel | 1994-03-07 | Bare Steel | Safe Suction (Euro)
9024005 | 3A |  | 1994-03-07 |  | 1994-03-07 |  | Currently in Use | Gas (Historical Use) | 4000 | Composite | 1994-03-07 | Fiberglass Reinforced Plastic | Pressurized
9024005 | 3B |  | 1994-03-07 |  | 1994-03-07 |  | Currently in Use | Gas (Historical Use) | 2000 | Composite | 1994-03-07 | Fiberglass Reinforced Plastic | Pressurized
9024005 | 4 |  | 2005-05-11 | no | 2005-05-11 | no | Currently in Use | Gas (Historical Use) | 8000 | Composite | 2005-08-11 | Fiberglass Reinforced Plastic
9024006 | 1AST | [5 empty] | Currently in Use | Diesel | 560 | Not Marked/Unknown |  | Not Marked
9024007 | 1 | [5 empty] | Removed from Ground | Gas (Historical Use) | 1500 | Bare Steel | 1981-04-22 | Galvanized Steel
9024007 | 2 | [5 empty] | Removed from Ground | Gas (Historical Use) | 1000 | Bare Steel | 1981-04-22 | Galvanized Steel
9024007 | 3 | [5 empty] | Removed from Ground | Gas (Historical Use) | 500 | Bare Steel | 1981-04-22 | Galvanized Steel
9024007 | 4 | [5 empty] | Removed from Ground | Diesel | 1500 | Bare Steel | 1981-04-22 | Galvanized Steel
9024007 | 5 | [5 empty] | Removed from Ground | Gas (Historical Use) | 998 | Bare Steel | 1968-04-22 | Galvanized Steel
9024007 | 6 | [5 empty] | Removed from Ground | Gas (Historical Use) | 580 | Bare Steel | 1968-04-22 | Galvanized Steel
9024007 | 7 | [5 empty] | Removed from Ground | Gas (Historical Use) | 580 | Bare Steel | 1968-04-22 | Galvanized Steel
9024008 | 518D1 | [5 empty] | Removed from Ground | Diesel | 1000 | Bare Steel | 1998-12-22 | Galvanized Steel | Safe Suction (Euro)
9024009 | 1 | [5 empty] | Removed from Ground | Gas (Historical Use) | 8000 | Bare Steel |  | Bare Steel | Safe Suction (Euro)
9024009 | 2 | [5 empty] | Removed from Ground | Gas (Historical Use) | 8000 | Bare Steel |  | Bare Steel | Safe Suction (Euro)
9024009 | 3 | Flapper Valve | 1999-01-07 |  | 1999-01-07 |  | Currently in Use | Gas (Historical Use) | 12000 | Composite Double Walled | 1999-01-07 | Double-Walled Flex | Pressurized
9024009 | 4 | Flapper Valve | 1999-01-07 |  | 1999-01-07 |  | Currently in Use | Gas (Historical Use) | 10000 | Composite Double Walled | 1999-01-07 | Double-Walled Flex | Pressurized
9024010 | 1 |  | 1990-01-01 |  | 1990-01-01 |  | Currently in Use | Gas (Historical Use) | 8000 | Steel-Impressed Current | 1990-08-01 |  | Pressurized
9024010 | 2 |  | 1990-01-01 | no | 1990-01-01 | no | Currently in Use | Gas (Historical Use) | 5000 | Steel-Impressed Current | 1990-08-01 | Cathodically Protected | Pressurized
9024010 | 3 |  | 1990-01-01 |  | 1990-01-01 |  | Currently in Use | Gas (Historical Use) | 5000 | Steel-Impressed Current | 1990-08-01 | Cathodically Protected | Pressurized
9024011 | 1 | [5 empty] | Removed from Ground | Gas (Historical Use) | 6000 | Bare Steel | 1995-04-05 | Galvanized Steel | Pressurized
9024011 | 2 | [5 empty] | Removed from Ground | Gas (Historical Use) | 4000 | Bare Steel | 1995-04-05 | Galvanized Steel | Pressurized
9024011 | 3 | [5 empty] | Removed from Ground | Gas (Historical Use) | 4000 | Bare Steel | 1995-04-05 | Galvanized Steel | Pressurized
9024011 | 4 | [5 empty] | Removed from Ground | Gas (Historical Use) | 4000 | Bare Steel | 1995-04-05 | Galvanized Steel | Pressurized
9024012 | 1 | [5 empty] | Removed from Ground | Empty | 2000 | Double Walled | 1999-04-16 | Galvanized Steel | Suction (American)
9024012 | 2 | [5 empty] | Removed from Ground | Empty | 1000 | Double Walled | 1999-04-16 | Galvanized Steel | Suction (American)
9024012 | 3 | [5 empty] | Removed from Ground | Empty | 1 | Double Walled | 1999-04-16 | Galvanized Steel | Suction (American)
9024012 | 4 | [5 empty] | Removed from Ground | Empty | 3000 | Double Walled | 1999-04-01 | Galvanized Steel | Suction (American)
9024013 | UL163234 |  | 1995-05-09 |  | 1995-05-09 |  | Currently in Use | Diesel | 8000 | Composite | 1995-05-09 | Fiberglass Reinforced Plastic | Safe Suction (Euro)
9024013 | UL163234A |  | 1995-05-09 |  | 1995-05-09 |  | Currently in Use | Diesel | 4000 | Composite | 1995-05-09 | Fiberglass Reinforced Plastic | Safe Suction (Euro)
9024015 | 1 | [5 empty] | Removed from Ground | Diesel | 500 | Bare Steel | 1974-01-01 | Not Marked
9024015 | 2 | [5 empty] | Removed from Ground | Gas (Historical Use) | 250 | Bare Steel | 1974-01-01 | Not Marked
9024016 | 1 | [5 empty] | Removed from Ground | Diesel | 2000 | Bare Steel | 2000-12-15 | Bare Steel | Safe Suction (Euro)
9025001 | 1 | Flapper Valve | 1990-09-01 | no | 1990-09-01 | no | Currently in Use | E-10 | 8000 | Composite | 1989-02-01 | Fiberglass Reinforced Plastic | Pressurized
9025001 | 2 | Ball Float | 1990-09-01 | no | 1990-09-01 | no | Currently in Use | Plus | 4000 | Galvanic (STIP-3) | 1985-01-02 | Fiberglass Reinforced Plastic | Pressurized
9025001 | 3 | [5 empty] | Closed in Ground | Diesel | 4000 | Cathodically Protected Steel | 1985-01-02 | Fiberglass Reinforced Plastic
9025001 | 4 | [5 empty] | Removed from Ground | Gas (Historical Use) | 2000 | Bare Steel | 1989-02-01 | Not Marked
9025001 | 5 | [5 empty] | Removed from Ground | Diesel | 1000 | Bare Steel | 1989-02-01 | Not Marked
9025001 | 6 | Flapper Valve | 1990-09-01 | no | 1990-09-01 | no | Currently in Use | Premium | 8000 | Composite | 1990-09-01 | Fiberglass Reinforced Plastic | Pressurized
9025002 | 1 | [5 empty] | Removed from Ground | Gas (Historical Use) | 3000 | Bare Steel | 1970-03-01 | Unknown
9025002 | 2 | [5 empty] | Removed from Ground | Gas (Historical Use) | 3000 | Bare Steel | 1970-03-01 | Unknown
9025002 | 3 | [5 empty] | Removed from Ground | Gas (Historical Use) | 3000 | Bare Steel | 1970-03-01 | Unknown
9025002 | 4 | [5 empty] | Removed from Ground | Gas (Historical Use) | 8000 | Bare Steel | 1982-03-01 | Unknown
9025002 | 5 | [5 empty] | Removed from Ground | Diesel | 3000 | Bare Steel | 1984-03-01 | Unknown
9025002 | 6 | Ball Float | 1991-04-29 | no | 1991-04-29 | no | Currently in Use | E-10 | 8000 | Composite | 1991-04-29 | Fiberglass Reinforced Plastic | Pressurized
9025002 | 7 | Ball Float | 1991-04-29 | no | 1991-04-29 | no | Currently in Use | Premium | 8000 | Composite | 1991-04-29 | Fiberglass Reinforced Plastic | Pressurized
9025002 | 8A | Ball Float | 1991-04-29 | no | 1991-04-29 | no | Currently in Use | E-0 | 4000 | Composite | 1991-04-29 | Fiberglass Reinforced Plastic | Pressurized
9025002 | 8B | Ball Float | 1991-04-29 | no | 1991-04-29 | no | Currently in Use | Plus | 4000 | Composite | 1991-04-29 | Fiberglass Reinforced Plastic | Pressurized
9025003 | 1 | [5 empty] | Removed from Ground | Gas (Historical Use) | 1000 | Bare Steel | 1990-10-01 | Bare Steel
9025003 | 2 | [5 empty] | Removed from Ground | Gas (Historical Use) | 1000 | Bare Steel | 1990-10-01 | Bare Steel
9025003 | 3 | [5 empty] | Removed from Ground | Gas (Historical Use) | 500 | Bare Steel | 1990-10-01 | Bare Steel
9025004 | DUMMY | [5 empty] | Permanently Out of Use - historical purposes | Other | 0 | Marked Unknown |  | Unknown
9025005 | 1 | [5 empty] | Removed from Ground | Diesel | 4000 | Bare Steel | 1966-01-01 | Not Marked
9025005 | 2 | [5 empty] | Removed from Ground | Diesel | 4000 | Bare Steel | 1966-01-01 | Not Marked
9025005 | 3 | [5 empty] | Removed from Ground | Diesel | 6000 | Bare Steel | 1974-02-12 | Bare Steel | Pressurized
9025005 | 4 | [5 empty] | Removed from Ground | Diesel | 6000 | Bare Steel | 1974-02-12 | Bare Steel | Pressurized
9025005 | 5 | [5 empty] | Removed from Ground | Diesel | 10000 | Bare Steel | 1985-02-12 | Bare Steel | Pressurized
9025005 | 6 | [5 empty] | Removed from Ground | Diesel | 10000 | Bare Steel | 1985-02-12 | Bare Steel | Pressurized
9025005 | 7 |  |  | yes |  | yes | Removed from Ground | Used Oil | 500 | Bare Steel | 1985-02-12 | Bare Steel | Pressurized
9025005 | 8 |  | 1996-12-01 |  | 1996-12-01 |  | Currently in Use | Diesel | 20000 | Double Walled | 1996-12-01 | Fiberglass Reinforced Plastic | Pressurized
9025006 | 1 | [5 empty] | Removed from Ground | Gas (Historical Use) | 500 | Not Marked/Unknown | 1995-08-01 | Not Marked
9025006 | 2 | [5 empty] | Removed from Ground | Gas (Historical Use) | 1000 | Not Marked/Unknown | 1995-08-01 | Not Marked
9025006 | 3 | [5 empty] | Removed from Ground | Gas (Historical Use) | 2000 | Not Marked/Unknown | 1995-08-01 | Not Marked
9025007 | 1 | [5 empty] | Removed from Ground | Gas (Historical Use) | 12000 | Bare Steel | 1980-04-01 | Bare Steel | Pressurized
9025007 | 2 | [5 empty] | Removed from Ground | Gas (Historical Use) | 3000 | Bare Steel | 1957-01-01 | Bare Steel | Pressurized
9025010 | 1 | [5 empty] | Permanently Out of Use - historical purposes | Gas (Historical Use) | 1175 | Not Marked/Unknown |  | Not Marked
9025010 | 2 | [5 empty] | Permanently Out of Use - historical purposes | Gas (Historical Use) | 4000 | Not Marked/Unknown |  | Not Marked
9025010 | 3 | [5 empty] | Permanently Out of Use - historical purposes | Gas (Historical Use) | 3000 | Not Marked/Unknown |  | Not Marked
9025010 | 4 | [5 empty] | Permanently Out of Use - historical purposes | Gas (Historical Use) | 0 | Not Marked/Unknown |  | Not Marked
9025010 | 5 | [5 empty] | Removed from Ground | Kerosene | 500 | Not Marked/Unknown |  | Not Marked
9025010 | 6 | [5 empty] | Removed from Ground | Gas (Historical Use) | 500 | Not Marked/Unknown |  | Not Marked
9025011 | 1 | [5 empty] | Removed from Ground | Gas (Historical Use) | 10000 | Cathodically Protected Steel | 1971-04-18 | Bare Steel | Pressurized
9025011 | 2 | [5 empty] | Removed from Ground | Diesel | 10000 | Cathodically Protected Steel | 1971-04-18 | Bare Steel | Pressurized
9025011 | 3 |  |  | yes |  | yes | Removed from Ground | Used Oil | 500 | Bare Steel | 1971-04-18 | Bare Steel | Gravity Fed
9025011 | 4 | [5 empty] | Removed from Ground | Other | 1000 | Fiberglass | 1992-05-29 | Fiberglass Reinforced Plastic | Pressurized
9025011 | 5 |  | 1992-06-01 |  | 1992-06-01 |  | Currently in Use | Gas (Historical Use) | 12000 | Fiberglass Double Walled | 1992-06-11 | Double-Walled Fiberglass | Pressurized
9025011 | 6 |  | 1992-06-01 |  | 1992-06-01 |  | Currently in Use | Diesel | 15000 | Fiberglass Double Walled | 1992-06-11 | Double-Walled Fiberglass | Pressurized
9025012 | 1 | Ball Float | 1987-08-04 | no | 1987-08-04 | no | Currently in Use | Gas (Historical Use) | 10000 | Composite | 1987-08-04 | Double-Walled Fiberglass | Pressurized
9025012 | 2 | Ball Float | 1987-08-04 | no | 1987-08-04 | no | Currently in Use | E-10 | 10000 | Composite | 1987-08-04 | Double-Walled Fiberglass | Pressurized
9025012 | 3 | Ball Float | 1987-08-04 | no | 1987-08-04 | no | Currently in Use | Diesel | 10000 | Composite | 1987-08-04 | Double-Walled Fiberglass | Pressurized
9025012 | 4 | Ball Float | 1987-08-04 | no | 1987-08-04 | no | Currently in Use | Diesel | 12000 | Composite | 1987-08-04 | Double-Walled Fiberglass | Pressurized
9025012 | 5 | Ball Float | 1987-08-04 | no | 1987-08-04 | no | Currently in Use | Premium | 10000 | Composite | 1987-08-04 | Double-Walled Fiberglass | Pressurized
9025013 | 1 | [5 empty] | Removed from Ground | Gas (Historical Use) | 4000 | Marked Unknown | 1992-02-11 | Unknown
9025014 | 1 | Flapper Valve | 1996-08-01 | no | 1996-08-01 | no | Currently in Use | E-10 | 8000 | Steel-Impressed Current | 1987-01-01 | Fiberglass Reinforced Plastic | Pressurized
9025014 | 2 | Flapper Valve | 1996-08-01 | no | 1996-08-01 | no | Currently in Use | Plus | 8000 | Steel-Impressed Current | 1987-01-01 | Fiberglass Reinforced Plastic | Pressurized
9025014 | 3 | Flapper Valve | 1996-08-01 | no | 1996-08-01 | no | Currently in Use | Premium | 8000 | Steel-Impressed Current | 1987-01-01 | Fiberglass Reinforced Plastic | Pressurized
9025015 | 1 |  | 1996-01-01 |  | 1996-01-01 |  | Currently in Use | Gas (Historical Use) | 8000 | Galvanic (STIP-3) | 1987-01-01 | Fiberglass Reinforced Plastic | Pressurized
9025015 | 2 |  | 1996-01-01 |  | 1996-01-01 |  | Currently in Use | Gas (Historical Use) | 6000 | Galvanic (STIP-3) | 1987-01-01 | Fiberglass Reinforced Plastic | Pressurized
9025015 | 3 |  | 1996-01-01 |  | 1996-01-01 |  | Currently in Use | Gas (Historical Use) | 6000 | Galvanic (STIP-3) | 1987-01-01 | Fiberglass Reinforced Plastic | Pressurized
9025016 | 1 |  | 1993-07-02 |  | 1993-07-02 |  | Removed from Ground | Gas (Historical Use) | 550 | Composite | 1993-07-01 | Fiberglass Reinforced Plastic | Safe Suction (Euro)
9025016 | 2 | [5 empty] | Removed from Ground | Gas (Historical Use) | 500 | Bare Steel | 1963-01-01 | Unknown
9025016 | 3 | [5 empty] | Removed from Ground | Gas (Historical Use) | 500 | Bare Steel | 1963-01-01 | Secondary Containment
9025017 | 1 | [5 empty] | Removed from Ground | Diesel | 500 | Bare Steel | 1982-01-01 | Bare Steel | Safe Suction (Euro)
9025018 | 1 | [5 empty] | Removed from Ground | Other | 3000 | Composite | 1988-05-15 | Bare Steel | Safe Suction (Euro)
9025020 | 1 | Ball Float | 1988-08-01 | no | 1988-08-01 | no | Currently in Use | E-10 | 10000 | Fiberglass | 1988-08-01 | Fiberglass Reinforced Plastic | Pressurized
9025020 | 2 | Ball Float | 1988-08-01 | no | 1988-08-01 | no | Currently in Use | Premium | 10000 | Fiberglass | 1988-08-01 | Fiberglass Reinforced Plastic | Pressurized
9025020 | 3 | Ball Float | 1988-08-01 | no | 1988-08-01 | no | Currently in Use | Diesel On Road | 10000 | Fiberglass | 1988-08-01 | Fiberglass Reinforced Plastic | Pressurized
9025022 | 1 |  |  | yes |  | yes | Removed from Ground | Used Oil | 550 | Double Walled | 1990-01-01 | Fiberglass Reinforced Plastic
9025023 | 1 | [5 empty] | Removed from Ground | Gas (Historical Use) | 10000 | Bare Steel | 1979-01-01 | Unknown
9025023 | 2 | [5 empty] | Removed from Ground | Diesel | 10000 | Bare Steel | 1979-01-01 | Unknown
9025024 | 2 | [5 empty] | Removed from Ground | Diesel | 250 | Bare Steel | 1979-01-01 | Bare Steel
9025025 | 1 | [5 empty] | Removed from Ground | Diesel | 4000 | Double Walled | 1988-10-01 | Fiberglass Reinforced Plastic | Safe Suction (Euro)
9025025 | 2 |  |  | yes |  | yes | Removed from Ground | Used Oil | 550 | Double Walled | 1988-10-01 | Fiberglass Reinforced Plastic | Gravity Fed
9025026 | 1 | [5 empty] | Removed from Ground | Gas (Historical Use) | 280 | Bare Steel | 1973-01-01 | Unknown
9025027 | 1 | [5 empty] | Removed from Ground | Diesel | 12000 | Fiberglass | 1988-06-18 | Fiberglass Reinforced Plastic
9025028 | 1 | [5 empty] | Removed from Ground | Diesel | 1000 | Bare Steel | 1998-02-18 | Galvanized Steel
9025031 | 1 | Ball Float | 1990-04-30 | no | 1990-04-30 | no | Currently in Use | E-10 | 10000 | Composite | 1990-04-30 | Fiberglass Reinforced Plastic | Pressurized
9025031 | 2 | Ball Float | 1990-04-30 | no | 1990-04-30 | no | Currently in Use | Plus | 10000 | Composite | 1990-04-30 | Fiberglass Reinforced Plastic | Pressurized
9025031 | 3 | Ball Float | 1990-04-30 | no | 1990-04-30 | no | Currently in Use | Premium | 10000 | Composite | 1990-04-30 | Fiberglass Reinforced Plastic | Pressurized
9025032 | 1 | [5 empty] | Removed from Ground | Gas (Historical Use) | 6000 | Bare Steel | 1992-03-31 | Unknown | Pressurized
9025032 | 2 | [5 empty] | Removed from Ground | Gas (Historical Use) | 6000 | Marked Unknown | 1992-03-31 | Unknown | Pressurized
9025032 | 3 | [5 empty] | Removed from Ground | Gas (Historical Use) | 6000 | Marked Unknown | 1992-03-31 | Unknown | Pressurized
9025032 | 4 |  | 1992-03-23 | no | 1992-03-23 | no | Currently in Use | E-10 | 10000 | Composite | 1992-03-23 | Fiberglass Reinforced Plastic | Pressurized
9025032 | 5A | Ball Float | 1992-03-23 | no | 1992-03-23 | no | Currently in Use | Premium | 5000 | Composite | 1992-03-23 | Fiberglass Reinforced Plastic | Pressurized
9025032 | 5B | Ball Float |  | no |  | no | Currently in Use | Plus | 5000 | Composite | 1992-03-23 | Fiberglass Reinforced Plastic
9025032 | 6 | Ball Float | 1992-03-23 | no | 1992-03-23 | no | Currently in Use | Diesel On Road | 4000 | Galvanic (STIP-3) | 2000-08-31 | Fiberglass Reinforced Plastic | Pressurized
9025032 | 7 |  |  | yes |  | yes | Removed from Ground | Used Oil | 550 | Marked Unknown |  | Unknown
9025033 | 1 | [5 empty] | Temporarily out of use | Gas (Historical Use) | 10000 | Fiberglass | 1988-01-01 | Fiberglass Reinforced Plastic
9025033 | 2 | [5 empty] | Temporarily out of use | Gas (Historical Use) | 10000 | Fiberglass | 1988-01-01 | Fiberglass Reinforced Plastic
9025033 | 3 | [5 empty] | Temporarily out of use | Gas (Historical Use) | 10000 | Fiberglass | 1988-01-01 | Fiberglass Reinforced Plastic
9025034 | 1 |  | 1987-01-01 |  | 1987-01-01 |  | Closed in Ground | Diesel | 10000 | Fiberglass | 1987-01-01 | Cathodically Protected | Pressurized
9025034 | 2 |  | 1987-01-01 |  | 1987-01-01 |  | Closed in Ground | Diesel | 10000 | Fiberglass | 1987-01-01 | Cathodically Protected | Pressurized
9025036 | 1 | [5 empty] | Removed from Ground | Diesel | 10000 | Bare Steel | 1988-01-01 | Unknown
9025037 | 1 |  | 1988-06-15 |  | 1988-06-15 |  | Currently in Use | Gas (Historical Use) | 10000 | Galvanic (STIP-3) | 1988-06-15 | Fiberglass Reinforced Plastic | Pressurized
9025037 | 2 |  | 1988-06-15 |  | 1988-06-15 |  | Currently in Use | Gas (Historical Use) | 10000 | Galvanic (STIP-3) | 1988-06-15 | Fiberglass Reinforced Plastic | Pressurized
9025037 | 3 |  | 1988-06-15 |  | 1988-06-15 |  | Currently in Use | Gas (Historical Use) | 10000 | Galvanic (STIP-3) | 1988-06-15 | Fiberglass Reinforced Plastic | Pressurized
9025037 | 4 |  | 1988-06-15 |  | 1988-06-15 |  | Currently in Use | Diesel | 4000 | Galvanic (STIP-3) | 1988-06-15 | Fiberglass Reinforced Plastic | Pressurized
9025040 | 1 | Flapper Valve | 1991-01-14 | no | 1991-01-14 | no | Currently in Use | E-10 | 12000 | Fiberglass Double Walled | 1991-01-14 | Double-Walled Flex | Pressurized
9025040 | 2 | Flapper Valve | 1991-01-14 | no | 1991-01-14 | no | Currently in Use | Premium | 12000 | Fiberglass Double Walled | 1991-01-14 | Double-Walled Flex | Pressurized
9025040 | 3 | Flapper Valve | 1991-01-14 | no | 1991-01-14 | no | Currently in Use | Plus | 12000 | Fiberglass Double Walled | 1991-01-14 | Double-Walled Flex | Pressurized
9025040 | 4 | Flapper Valve | 1991-01-14 | no | 1991-01-14 | no | Currently in Use | E-10 | 6000 | Fiberglass Double Walled | 1991-01-14 | Double-Walled Flex | Pressurized
9025040 | 5 | Flapper Valve | 1991-01-14 | no | 1991-01-14 | no | Currently in Use | Diesel On Road | 6000 | Fiberglass Double Walled | 1991-01-14 | Double-Walled Flex | Pressurized
9025041 | 1 |  | 1989-01-01 |  | 1989-01-01 |  | Currently in Use | Gas (Historical Use) | 8020 | Galvanic (STIP-3) | 1989-01-01 | Fiberglass Reinforced Plastic | Pressurized
9025041 | 2 |  | 1989-01-01 |  | 1989-01-01 |  | Currently in Use | Gas (Historical Use) | 8020 | Galvanic (STIP-3) | 1989-01-01 | Fiberglass Reinforced Plastic | Pressurized
9025041 | 3 |  | 1989-01-01 |  | 1989-01-01 |  | Currently in Use | Gas (Historical Use) | 8020 | Galvanic (STIP-3) | 1989-01-01 | Fiberglass Reinforced Plastic | Pressurized
9025041 | 4 |  | 1989-01-01 |  | 1989-01-01 |  | Currently in Use | Diesel | 4010 | Galvanic (STIP-3) | 1989-01-01 | Fiberglass Reinforced Plastic | Pressurized
9025041 | 5 |  | 1989-01-01 |  | 1989-01-01 |  | Currently in Use | Gas (Historical Use) | 4010 | Galvanic (STIP-3) | 1989-01-01 | Fiberglass Reinforced Plastic | Pressurized
9025042 | 1 | Ball Float | 1992-01-24 | no | 1992-01-24 | no | Currently in Use | Diesel | 8000 | Composite | 1992-01-24 | Fiberglass Reinforced Plastic | Pressurized
9025042 | 2 | Ball Float | 1992-01-24 | no | 1992-01-24 | no | Currently in Use | E-0 | 4000 |  | 1992-01-24 | Fiberglass Reinforced Plastic | Pressurized
9025043 | 1 |  | 1990-01-01 |  | 1990-01-01 |  | Currently in Use | Gas (Historical Use) | 8000 | Galvanic (STIP-3) | 1990-01-01 | Fiberglass Reinforced Plastic | Pressurized
9025043 | 2 |  | 1990-01-01 |  | 1990-01-01 |  | Currently in Use | Gas (Historical Use) | 6000 | Galvanic (STIP-3) | 1990-01-01 | Fiberglass Reinforced Plastic | Pressurized
9025043 | 3 |  | 1990-01-01 |  | 1990-01-01 |  | Currently in Use | Gas (Historical Use) | 6000 | Galvanic (STIP-3) | 1990-01-01 | Fiberglass Reinforced Plastic | Pressurized
9025043 | 4 |  | 1990-01-01 |  | 1990-01-01 |  | Removed from Ground | Kerosene | 2000 | Galvanic (STIP-3) | 1990-01-01 | Fiberglass Reinforced Plastic | Suction (American)
9025044 | 1 |  | 1991-08-01 |  | 1991-08-01 |  | Removed from Ground | Diesel | 8000 | Cathodically Protected Steel | 1991-01-01 | Fiberglass Reinforced Plastic | Safe Suction (Euro)
9025044 | 2 |  | 1991-08-01 |  | 1991-08-01 |  | Removed from Ground | Gas (Historical Use) | 2000 | Cathodically Protected Steel | 1991-01-01 | Fiberglass Reinforced Plastic | Safe Suction (Euro)
9025045 | 1 |  | 1998-11-01 |  | 1998-11-01 |  | Currently in Use | Diesel | 10000 | Steel-Impressed Current | 1983-12-09 | Steel (Impressed Current) | Pressurized
9025046 | 1 | [5 empty] | Removed from Ground | Gas (Historical Use) | 10000 | Composite | 1972-01-01 | Galvanized Steel | Safe Suction (Euro)
9025046 | 2 | [5 empty] | Removed from Ground | Gas (Historical Use) | 2000 | Composite | 1972-01-01 | Galvanized Steel | Safe Suction (Euro)
9025047 | 1 | [5 empty] | Closed in Ground | Gas (Historical Use) | 1000 | Bare Steel | 1986-05-21 | Unknown
9025048 | 1 |  | 1998-07-01 |  | 1998-07-01 |  | Currently in Use | Gas (Historical Use) | 8000 | Steel-Impressed Current | 1979-01-01 | Fiberglass Reinforced Plastic | Pressurized
9025048 | 2 |  | 1998-07-01 |  | 1998-07-01 |  | Currently in Use | Gas (Historical Use) | 8000 | Steel-Impressed Current | 1979-01-01 | Fiberglass Reinforced Plastic | Pressurized
9025048 | 3 |  | 1998-07-01 |  | 1998-07-01 |  | Currently in Use | Gas (Historical Use) | 8000 | Steel-Impressed Current | 1979-01-01 | Fiberglass Reinforced Plastic | Pressurized
9025050 | 1 |  |  | yes |  | yes | Removed from Ground | Used Oil | 500 | Bare Steel | 1985-01-01 | Galvanized Steel
9025052 | 1 |  | 1989-10-20 |  | 1989-10-20 |  | Currently in Use | Gas (Historical Use) | 12000 | Galvanic (STIP-3) | 1989-10-20 | Fiberglass Reinforced Plastic | Pressurized
9025052 | 2 |  | 1989-10-20 |  | 1989-10-20 |  | Currently in Use | Diesel | 12000 | Galvanic (STIP-3) | 1989-10-20 | Fiberglass Reinforced Plastic | Pressurized
9025052 | 3 |  | 1989-10-20 |  | 1989-10-20 |  | Currently in Use | Gas (Historical Use) | 12000 | Galvanic (STIP-3) | 1989-10-20 | Fiberglass Reinforced Plastic | Pressurized
9025053 | 21 | [5 empty] | Removed from Ground | Diesel | 8000 | Fiberglass | 1985-02-05 | Galvanized Steel
9025053 | 22 | [5 empty] | Removed from Ground | Gas (Historical Use) | 2000 | Fiberglass | 1996-02-05 | Galvanized Steel
9025054 | 1 | Flapper Valve | 2017-03-30 | no | 2017-03-30 | no | Currently in Use | E-10 | 20000 | Fiberglass Double Walled | 2017-03-30 | Double-Walled Fiberglass | Pressurized
9025054 | 2 | Flapper Valve | 2017-03-30 | no | 2017-03-30 | no | Currently in Use | Gas (Historical Use) | 8000 | Fiberglass Double Walled | 2017-03-30 | Double-Walled Fiberglass | Pressurized
9025054 | 3 | Flapper Valve | 2017-03-30 | no | 2017-03-30 | no | Currently in Use | Diesel | 12000 | Fiberglass Double Walled | 2017-03-30 | Double-Walled Fiberglass | Pressurized
9025054 | 4 |  | 1997-10-01 | no | 1997-10-01 | no | Removed from Ground | Gas (Historical Use) | 8000 | Fiberglass | 1997-10-01 | Fiberglass Reinforced Plastic | Pressurized
9025054 | 5 |  | 1997-10-01 | no | 1997-10-01 | no | Removed from Ground | Gas (Historical Use) | 15000 | Fiberglass | 1997-10-01 | Fiberglass Reinforced Plastic | Pressurized
9025055 | 1 | [5 empty] | Closed in Ground | Gas (Historical Use) | 500 | Bare Steel | 1961-01-01 | Unknown
9025056 | 1 |  | 1990-01-01 |  | 1990-01-01 |  | Currently in Use | Diesel | 10000 | Galvanic (STIP-3) | 1990-01-01 | Fiberglass Reinforced Plastic
9025056 | 2 |  | 1990-01-01 |  | 1990-01-01 |  | Currently in Use | Diesel | 10000 | Galvanic (STIP-3) | 1990-01-01 | Fiberglass Reinforced Plastic
9025056 | 3 |  | 1990-01-01 |  | 1990-01-01 |  | Currently in Use | Gas (Historical Use) | 8000 | Galvanic (STIP-3) | 1990-01-01 | Fiberglass Reinforced Plastic
9025056 | 4 |  | 1990-01-01 |  | 1990-01-01 |  | Currently in Use | Gas (Historical Use) | 8000 | Galvanic (STIP-3) | 1990-01-01 | Fiberglass Reinforced Plastic
9025057 | 1 |  |  | yes |  | yes | Removed from Ground | Used Oil | 550 | Bare Steel | 1978-01-08 | Bare Steel
9025058 | 1 | [5 empty] | Removed from Ground | Diesel | 8000 | Bare Steel | 1978-01-08 | Bare Steel
9025058 | 10 |  | 1999-02-01 |  | 1999-02-01 |  | Currently in Use | Diesel | 12000 | Fiberglass | 1999-02-01 | Double-Walled Fiberglass | Pressurized
9025058 | 11 |  | 1999-02-01 |  | 1999-02-01 |  | Currently in Use | Gas (Historical Use) | 10000 | Fiberglass | 1999-02-01 | Double-Walled Fiberglass | Pressurized
9025058 | 2 | [5 empty] | Removed from Ground | Gas (Historical Use) | 8000 | Bare Steel | 1978-01-08 | Bare Steel
9025058 | 3 | [5 empty] | Removed from Ground | Gas (Historical Use) | 8000 | Bare Steel | 1978-01-08 | Bare Steel
9025058 | 4 | [5 empty] | Removed from Ground | Gas (Historical Use) | 3000 | Cathodically Protected Steel | 1992-07-01 | Fiberglass Reinforced Plastic | Pressurized
9025058 | 5 | [5 empty] | Permanently Out of Use - historical purposes | Other | 550 | Bare Steel | 1978-01-01 | Fiberglass Reinforced Plastic | Pressurized
9025058 | 6 |  | 1992-07-01 |  | 1992-07-01 |  | Removed from Ground | Gas (Historical Use) | 8000 | Cathodically Protected Steel | 1992-07-01 | Fiberglass Reinforced Plastic | Pressurized
9025058 | 7 |  | 1992-07-01 |  | 1992-07-01 |  | Removed from Ground | Diesel | 8000 | Cathodically Protected Steel | 1992-07-01 | Fiberglass Reinforced Plastic | Pressurized
9025058 | 8 |  | 1992-07-01 |  | 1992-07-01 |  | Removed from Ground | Diesel | 8000 | Cathodically Protected Steel | 1992-07-01 | Fiberglass Reinforced Plastic | Pressurized
9025058 | 9 |  | 1999-02-01 |  | 1999-02-01 |  | Currently in Use | Diesel | 2500 | Fiberglass Double Walled | 1999-02-01 | Double-Walled Fiberglass | Suction (American)
9025059 | 1 | [5 empty] | Removed from Ground | Diesel | 500 | Marked Unknown | 1986-01-01 | Bare Steel
9025059 | 2 | [5 empty] | Removed from Ground | Diesel | 600 | Unknown | 1993-12-03 | Double Walled | Suction (American)
9025061 | 1 | [5 empty] | Removed from Ground | Gas (Historical Use) | 4000 | Bare Steel | 1986-08-21 | Galvanized Steel | Suction (American)
9025062 | 1 | Ball Float | 1996-10-02 | no | 1996-10-02 | no | Installed | E-10 | 12158 | Composite | 1989-01-01 | Fiberglass Reinforced Plastic | Pressurized
9025062 | 2 | Flapper Valve | 1996-10-02 | no | 1996-10-02 | no | Currently in Use | E-10 | 12158 | Composite | 1989-01-01 | Fiberglass Reinforced Plastic | Pressurized
9025062 | 3 | Flapper Valve | 1996-10-02 | no | 1996-10-02 | no | Installed | Premium | 12158 | Composite | 1989-01-01 | Fiberglass Reinforced Plastic | Pressurized
9025062 | 4 | Ball Float | 1996-10-02 | no | 1996-10-02 | no | Currently in Use | Diesel | 12158 | Composite | 1989-01-01 | Fiberglass Reinforced Plastic | Pressurized
9025062 | 5 | Ball Float | 1996-10-02 | no | 1996-10-02 | no | Currently in Use | Diesel | 12000 | Composite | 1989-01-01 | Fiberglass Reinforced Plastic | Pressurized
9025062 | 6 | Ball Float | 1996-10-02 | no | 1996-10-02 | no | Currently in Use | Diesel | 12158 | Composite | 1989-01-01 | Fiberglass Reinforced Plastic | Pressurized
9025063 | 1 | [5 empty] | Removed from Ground | Gas (Historical Use) | 2000 | Bare Steel | 1964-01-01 | Galvanized Steel
9025064 | 1 |  | 1988-03-01 |  | 1988-03-01 |  | Removed from Ground | Diesel | 15000 | Composite | 1988-03-01 | Fiberglass Reinforced Plastic | Suction (American)
9025064 | 2 |  |  | yes |  | yes | Removed from Ground | Empty | 200 | Composite | 1985-01-01 | Galvanized Steel | Gravity Fed
9025064 | 3 |  |  | no |  | no | Removed from Ground | Kerosene | 5000 | Unknown | 2002-10-23 | Unknown
9025064 | 4 |  |  | no |  | no | Removed from Ground | Empty | 1000 | Unknown | 2002-10-23 | Unknown
9025064 | 5 |  |  | no |  | no | Removed from Ground | Empty | 3000 | Unknown | 2002-10-23 | Unknown
9025064 | 6 |  |  | no |  | no | Removed from Ground | Empty | 3000 | Unknown | 2002-10-23 | Unknown
9025065 | 1 | [5 empty] | Closed in Ground | Other | 4000 | Not Marked/Unknown |  | Not Marked
9025065 | 2 | [5 empty] | Closed in Ground | Other | 3000 | Not Marked/Unknown |  | Not Marked
9025065 | 3 | [5 empty] | Closed in Ground | Other | 1000 | Not Marked/Unknown |  | Not Marked
9025066 | 1 |  | 1986-07-01 |  | 1986-07-01 |  | Currently in Use | Gas (Historical Use) | 12000 | Composite Double Walled | 1986-07-01 | Fiberglass Reinforced Plastic | Pressurized
9025066 | 2 |  | 1986-01-01 |  | 1986-01-01 |  | Currently in Use | Gas (Historical Use) | 12000 | Composite Double Walled | 1986-07-01 | Fiberglass Reinforced Plastic | Pressurized
9025066 | 3 |  | 1986-07-01 |  | 1986-07-01 |  | Currently in Use | Gas (Historical Use) | 12000 | Composite Double Walled | 1986-07-01 | Fiberglass Reinforced Plastic | Pressurized
9025066 | 4 |  | 1996-07-01 |  | 1996-07-01 |  | Closed in Ground | Gas (Historical Use) | 6000 | Composite | 1986-07-01 | Fiberglass Reinforced Plastic | Pressurized
9025066 | 5 |  | 1986-07-01 |  | 1986-07-01 |  | Currently in Use | Diesel | 6000 | Composite Double Walled | 1986-07-01 | Fiberglass Reinforced Plastic | Pressurized
9025067 | 1 | [5 empty] | Removed from Ground | Gas (Historical Use) | 5000 | Marked Unknown | 1985-01-01 | Unknown
9025067 | 2 | [5 empty] | Removed from Ground | Diesel | 5000 | Marked Unknown | 1985-01-01 | Unknown
9025070 | 1 | [5 empty] | Removed from Ground | Gas (Historical Use) | 400 | Bare Steel | 1989-01-01 | Galvanized Steel
9025071 | 1 | [5 empty] | Removed from Ground | Gas (Historical Use) | 1000 | Bare Steel | 1973-01-01 | Galvanized Steel
9025072 | 1 | [5 empty] | Removed from Ground | Gas (Historical Use) | 2000 | Bare Steel | 1992-06-01 | Galvanized Steel
9025075 | 1 |  | 1997-05-01 |  | 1997-05-01 |  | Currently in Use | Gas (Historical Use) | 4000 | Steel-Impressed Current | 1978-01-01 | Cathodically Protected | Safe Suction (Euro)
9025075 | 2 |  | 1997-05-01 |  | 1997-05-01 |  | Currently in Use | Gas (Historical Use) | 4000 | Steel-Impressed Current | 1978-01-01 | Cathodically Protected | Safe Suction (Euro)
9025075 | 3 |  | 1997-05-01 |  | 1997-05-01 |  | Currently in Use | Gas (Historical Use) | 4000 | Steel-Impressed Current | 1978-01-01 | Cathodically Protected | Safe Suction (Euro)
9025076 | 1 | [5 empty] | Removed from Ground | Gas (Historical Use) | 5000 | Bare Steel | 1992-09-16 | Bare Steel
9025076 | 2 | [5 empty] | Removed from Ground | Gas (Historical Use) | 10000 | Bare Steel | 1992-09-16 | Bare Steel
9025076 | 3 |  |  | yes |  | yes | Removed from Ground | Used Oil | 550 | Bare Steel | 1992-09-21 | Bare Steel
9025077 | 1 | [5 empty] | Removed from Ground | Diesel | 3000 | Bare Steel | 1969-07-17 | Bare Steel | Suction (American)
9025077 | 2 |  | 1992-12-07 | no | 1992-12-07 | no | Currently in Use | Diesel | 2500 | Fiberglass Double Walled | 1992-12-07 | Copper | Suction (American)
9025078 | 1 |  |  | yes |  | yes | Removed from Ground | Used Oil | 500 | Marked Unknown | 1992-11-25 | Unknown
9025078 | 2 | [5 empty] | Removed from Ground | Diesel | 1000 | Marked Unknown | 1992-11-25 | Unknown
9025078 | 3 | [5 empty] | Removed from Ground | Diesel | 10000 | Marked Unknown | 1992-11-25 | Unknown
9025079 | 1 | [5 empty] | Removed from Ground | Gas (Historical Use) | 1000 | Bare Steel | 1993-02-10 | Galvanized Steel | Suction (American)
9025081 | 1 | [5 empty] | Removed from Ground | Diesel | 1000 | Marked Unknown | 1993-02-10 | Unknown
9025082 | 1 | [5 empty] | Removed from Ground | Gas (Historical Use) | 500 | Marked Unknown | 1993-03-23 | Unknown
9025114 | 2 | [5 empty] | Removed from Ground | Gas (Historical Use) | 3000 | Bare Steel | 1982-01-01 | Galvanized Steel | Pressurized
9025115 | 1 |  | 1990-01-01 |  | 1990-01-01 |  | Currently in Use | Gas (Historical Use) | 6000 | Galvanic (STIP-3) | 1990-01-01 | Fiberglass Reinforced Plastic | Pressurized
9025115 | 2 |  | 1990-01-01 |  | 1990-01-01 |  | Currently in Use | Gas (Historical Use) | 6000 | Galvanic (STIP-3) | 1990-01-01 | Fiberglass Reinforced Plastic | Pressurized
9025115 | 3 |  | 1990-01-01 |  | 1990-01-01 |  | Temporarily out of use | Gas (Historical Use) | 4000 | Galvanic (STIP-3) | 1990-01-01 | Fiberglass Reinforced Plastic | Pressurized
9025116 | 1 |  | 1993-02-18 |  | 1993-02-18 |  | Currently in Use | Gas (Historical Use) | 10000 | Fiberglass Double Walled | 1993-02-18 | Double-Walled Fiberglass | Pressurized
9025116 | 2 |  | 1993-02-18 |  | 1993-02-18 |  | Currently in Use | Gas (Historical Use) | 10000 | Fiberglass Double Walled | 1993-02-18 | Double-Walled Fiberglass | Pressurized
9025117 | 1 |  | 1993-05-23 |  | 1993-05-23 |  | Removed from Ground | Gas (Historical Use) | 8000 | Galvanic (STIP-3) | 1990-03-03 | Fiberglass Reinforced Plastic | Pressurized
9025117 | 2 |  | 1993-05-23 |  | 1993-05-23 |  | Removed from Ground | Gas (Historical Use) | 6000 | Galvanic (STIP-3) | 1990-03-03 | Fiberglass Reinforced Plastic | Pressurized
9025117 | 3 |  | 1993-05-23 |  | 1993-05-23 |  | Removed from Ground | Gas (Historical Use) | 4000 | Galvanic (STIP-3) | 1990-03-03 | Fiberglass Reinforced Plastic | Pressurized
9025118 | 1 | [5 empty] | Removed from Ground | Gas (Historical Use) | 1 | Not Marked/Unknown |  | Not Marked
9025119 | 1 | [5 empty] | Removed from Ground | Gas (Historical Use) | 10000 | Bare Steel | 1993-09-01 | Galvanized Steel | Suction (American)
9025120 | 1 | [5 empty] | Removed from Ground | Diesel | 2000 | Bare Steel | 1993-07-21 | Bare Steel
9025120 | 2 | [5 empty] | Removed from Ground | Diesel | 100 | Bare Steel | 1993-07-21 | Bare Steel
9025121 | 1 | [5 empty] | Removed from Ground | Diesel | 10000 | Composite | 1987-10-01 | Galvanized Steel | Safe Suction (Euro)
9025123 | 1 | [5 empty] | Removed from Ground | Empty | 2000 | Not Marked/Unknown | 1967-01-01 | Not Marked
9025125 | 1 | [5 empty] | Removed from Ground | Diesel | 3000 | Bare Steel | 1984-09-01 | Galvanized Steel | Suction (American)
9025126 | 1 | [5 empty] | Removed from Ground | Diesel | 20000 | Composite | 1985-05-05 | Fiberglass Reinforced Plastic
9025126 | 2 |  | 1985-05-05 |  | 1985-05-05 |  | Removed from Ground | Diesel | 20000 | Composite | 1985-05-05 | Fiberglass Reinforced Plastic | Pressurized
9025126 | 3 |  | 1985-05-05 |  | 1985-05-05 |  | Removed from Ground | Gas (Historical Use) | 20000 | Composite | 1985-05-05 | Fiberglass Reinforced Plastic | Pressurized
9025126 | 4 |  | 1985-05-05 |  | 1985-05-05 |  | Removed from Ground | Gas (Historical Use) | 12000 | Composite | 1985-05-05 | Fiberglass Reinforced Plastic | Pressurized
9025126 | 5 |  | 1985-05-05 |  | 1985-05-05 |  | Removed from Ground | Gas (Historical Use) | 12000 | Composite | 1985-05-05 | Fiberglass Reinforced Plastic | Pressurized
9025126 | 6 |  | 1985-05-05 |  | 1985-05-05 |  | Removed from Ground | Gas (Historical Use) | 12000 | Composite | 1987-01-01 | Fiberglass Reinforced Plastic | Pressurized
9025126 | 7 |  | 1985-05-05 |  | 1985-05-05 |  | Removed from Ground | Diesel | 12000 | Composite | 1987-01-01 | Fiberglass Reinforced Plastic | Pressurized
9025127 | 1 | [5 empty] | Currently in Use | Other | 12000 | Marked Unknown |  | Unknown
9025128 | 1 | [5 empty] | Removed from Ground | Gas (Historical Use) | 0 | Not Marked/Unknown |  | Not Marked
9025128 | 2 | [5 empty] | Removed from Ground | Gas (Historical Use) | 0 | Not Marked/Unknown |  | Not Marked
9025129 | 1 | [5 empty] | Removed from Ground | Diesel | 8000 | Not Marked/Unknown | 1993-07-02 | Not Marked
9025133 | 1 |  |  | no |  | no | Removed from Ground | Diesel | 0 | Bare Steel | 2013-08-23 | Bare Steel
9025133 | 1924-2 |  |  | yes |  | yes | Removed from Ground | Used Oil | 550 | Bare Steel | 1984-01-01 | Bare Steel
9025133 | 2 |  |  | no |  | no | Removed from Ground |  | 0
9025134 | 1 | [5 empty] | Removed from Ground | Other | 0 | Not Marked/Unknown |  | Not Marked
9025135 | 1 | [5 empty] | Removed from Ground | Gas (Historical Use) | 4000 | Bare Steel | 1994-03-21 | Galvanized Steel
9025135 | 2 | [5 empty] | Removed from Ground | Gas (Historical Use) | 4000 | Bare Steel | 1994-03-21 | Galvanized Steel
9025135 | 3 | [5 empty] | Removed from Ground | Gas (Historical Use) | 4000 | Bare Steel | 1994-03-21 | Galvanized Steel
9025135 | 4 | [5 empty] | Removed from Ground | Gas (Historical Use) | 4000 | Bare Steel | 1994-03-21 | Galvanized Steel
9025135 | 5 | [5 empty] | Removed from Ground | Gas (Historical Use) | 4000 | Bare Steel | 1994-03-21 | Galvanized Steel
9025135 | 6 | [5 empty] | Removed from Ground | Gas (Historical Use) | 4000 | Bare Steel | 1994-03-21 | Galvanized Steel
9025136 | 1 | [5 empty] | Removed from Ground | Gas (Historical Use) | 3000 | Bare Steel | 1993-12-15 | Galvanized Steel | Suction (American)
9025136 | 2 | [5 empty] | Removed from Ground | Gas (Historical Use) | 4000 | Bare Steel | 1993-12-15 | Galvanized Steel | Suction (American)
9025136 | 3 | [5 empty] | Removed from Ground | Gas (Historical Use) | 5000 | Bare Steel | 1993-12-15 | Galvanized Steel | Suction (American)
9025136 | 4 |  |  | yes |  | yes | Removed from Ground | Used Oil | 560 | Bare Steel | 1993-12-15 | Galvanized Steel | Suction (American)
9025137 | 1 |  |  | no |  | no | Removed from Ground | Gas (Historical Use) | 570 | Unknown | 1999-01-01 | Unknown
9025137 | 3 | [5 empty] | Removed from Ground | Gas (Historical Use) | 1000 | Cathodically Protected Steel | 1994-05-11 | Cathodically Protected | Safe Suction (Euro)
9025139 | 1 | [5 empty] | Removed from Ground | Gas (Historical Use) | 550 | Bare Steel | 1964-01-01 | Galvanized Steel | Safe Suction (Euro)
9025139 | 2 | [5 empty] | Removed from Ground | Gas (Historical Use) | 550 | Bare Steel | 1964-01-01 | Galvanized Steel | Safe Suction (Euro)
9025139 | 3 | [5 empty] | Removed from Ground | Gas (Historical Use) | 550 | Bare Steel | 1964-01-01 | Galvanized Steel | Safe Suction (Euro)
9025140 | 1 | [5 empty] | Removed from Ground | Gas (Historical Use) | 1000 | Bare Steel | 1994-02-01 | Galvanized Steel | Suction (American)
9025141 | 1 | [5 empty] | Closed in Ground | Gas (Historical Use) | 4000 | Bare Steel | 1978-01-01 | Bare Steel | Suction (American)
9025141 | 2 | [5 empty] | Closed in Ground | Gas (Historical Use) | 3000 | Bare Steel | 1978-01-01 | Bare Steel | Suction (American)
9025141 | 3 | [5 empty] | Closed in Ground | Gas (Historical Use) | 5000 | Bare Steel | 1978-01-01 | Bare Steel | Suction (American)
9025141 | 4 |  | 1998-03-20 |  | 1998-03-20 |  | Currently in Use | Gas (Historical Use) | 4000 | Fiberglass Double Walled | 1998-02-25 | Fiberglass Reinforced Plastic | Pressurized
9025141 | 5 |  | 1998-03-20 |  | 1998-03-20 |  | Currently in Use | Gas (Historical Use) | 4000 | Fiberglass Double Walled | 1998-02-25 | Fiberglass Reinforced Plastic | Pressurized
9025141 | 6 |  | 1998-03-20 |  | 1998-03-20 |  | Currently in Use | Gas (Historical Use) | 4000 | Fiberglass Double Walled | 1998-02-25 | Fiberglass Reinforced Plastic | Pressurized
9025142 | 1 |  | 1992-10-02 |  | 1992-10-02 |  | Currently in Use | Gas (Historical Use) | 12000 | Composite Double Walled | 1992-10-02 | Double-Walled Fiberglass | Pressurized
9025142 | 2 |  | 1992-10-02 |  | 1992-10-02 |  | Currently in Use | Gas (Historical Use) | 12000 | Composite Double Walled | 1992-10-02 | Double-Walled Fiberglass | Pressurized
9025142 | 3 |  | 1992-10-02 |  | 1992-10-02 |  | Currently in Use | Gas (Historical Use) | 12000 | Composite Double Walled | 1992-10-02 | Double-Walled Fiberglass | Pressurized
9025142 | 4 |  | 1992-10-02 |  | 1992-10-02 |  | Currently in Use | Diesel | 6000 | Composite Double Walled | 1992-10-02 | Double-Walled Fiberglass | Pressurized
9025143 | 1 | [5 empty] | Removed from Ground | Gas (Historical Use) | 2000 | Bare Steel | 1974-01-01 | Galvanized Steel | Safe Suction (Euro)
9025144 | 1 | [5 empty] | Removed from Ground | Gas (Historical Use) | 3000 | Not Marked/Unknown | 1994-02-01 | Not Marked
9025144 | 2 | [5 empty] | Removed from Ground | Gas (Historical Use) | 3000 | Not Marked/Unknown | 1994-02-01 | Not Marked
9025144 | 3 | [5 empty] | Removed from Ground | Gas (Historical Use) | 3000 | Not Marked/Unknown | 1994-02-01 | Not Marked
9025145 | 1 |  |  | yes |  | yes | Removed from Ground | Used Oil | 550 | Not Marked/Unknown | 1995-04-11 | Not Marked
9025152 | 1 | [5 empty] | Closed in Ground | Diesel | 1000 | Bare Steel | 1974-01-01 | Copper | Suction (American)
9025152 | 2 | [5 empty] | Removed from Ground | Diesel | 1000 | Cathodically Protected Steel | 1992-06-07 | Copper | Suction (American)
9025155 | 1 | [5 empty] | Removed from Ground | Gas (Historical Use) | 4000 | Bare Steel | 1974-01-01 | Galvanized Steel | Safe Suction (Euro)
9025155 | 2 | [5 empty] | Removed from Ground | Gas (Historical Use) | 4000 | Bare Steel | 1974-01-01 | Galvanized Steel | Safe Suction (Euro)
9025156 | 1 | [5 empty] | Removed from Ground | Gas (Historical Use) | 0 | Not Marked/Unknown
9025156 | 2 |  |  | no |  | no | Removed from Ground | Gas (Historical Use) | 4000 | Bare Steel | 2006-11-09 | Bare Steel
9025156 | 3 |  |  | no |  | no | Removed from Ground | Gas (Historical Use) | 4000 | Unknown | 2006-11-09 | Unknown
9025156 | 4 |  |  | no |  | no | Permanently Out of Use - historical purposes | Diesel | 4000 | Bare Steel |  | Bare Steel
9025157 | 1 | [5 empty] | Closed in Ground | Gas (Historical Use) | 1000 | Bare Steel | 1994-04-11 | Galvanized Steel | Safe Suction (Euro)
9025158 | 1 |  | 1998-11-01 |  | 1998-11-01 |  | Currently in Use | Diesel | 25000 | Cathodically Protected Steel | 2000-12-20 | Cathodically Protected | Safe Suction (Euro)
9025158 | 2 | [5 empty] | Removed from Ground | Gas (Historical Use) | 3000 | Bare Steel | 1994-01-01 | Bare Steel | Suction (American)
9025158 | 3 | [5 empty] | Removed from Ground | Gas (Historical Use) | 1000 | Bare Steel | 1994-01-01 | Bare Steel | Suction (American)
9025161 | 1 | [5 empty] | Removed from Ground | Gas (Historical Use) | 8000 | Bare Steel | 1979-01-01 | Fiberglass Reinforced Plastic | Pressurized
9025161 | 2 | [5 empty] | Removed from Ground | Gas (Historical Use) | 8000 | Bare Steel | 1979-01-01 | Fiberglass Reinforced Plastic | Pressurized
9025161 | 3 | [5 empty] | Removed from Ground | Diesel | 10000 | Bare Steel | 1979-01-01 | Fiberglass Reinforced Plastic | Pressurized
9025161 | 4 | [5 empty] | Removed from Ground | Gas (Historical Use) | 10000 | Bare Steel | 1979-01-01 | Fiberglass Reinforced Plastic | Pressurized
9025161 | 5 | [5 empty] | Removed from Ground | Gas (Historical Use) | 10000 | Bare Steel | 1979-01-01 | Fiberglass Reinforced Plastic | Pressurized
9025161 | 6 | Flapper Valve | 1994-07-20 | no | 1994-07-20 | no | Currently in Use | E-10 | 8000 | Composite | 1994-06-01 | Fiberglass Reinforced Plastic | Pressurized
9025161 | 7 | Flapper Valve | 1994-07-20 | no | 1994-07-20 | no | Currently in Use | E-10 | 5000 | Composite | 1994-06-01 | Fiberglass Reinforced Plastic | Pressurized
9025161 | 8 | Flapper Valve | 1994-07-20 | no | 1994-07-20 | no | Currently in Use | Premium | 5000 | Composite | 1994-06-01 | Fiberglass Reinforced Plastic | Pressurized
9025161 | 9 | Flapper Valve | 1994-07-20 | no | 1994-07-20 | no | Currently in Use | Diesel | 4000 | Composite | 1994-06-01 | Fiberglass Reinforced Plastic | Pressurized
9025162 | 1 |  | 1994-11-12 |  | 1994-11-12 |  | Removed from Ground | Gas (Historical Use) | 6000 | Epoxy | 1994-11-12 | Fiberglass Reinforced Plastic | Pressurized
9025162 | 2 |  | 1988-02-01 |  | 1988-02-01 |  | Removed from Ground | Gas (Historical Use) | 3000 | Cathodically Protected Steel | 1988-02-01 | Galvanized Steel | Pressurized
9025162 | 3 |  | 1988-02-01 |  | 1988-02-01 |  | Removed from Ground | Gas (Historical Use) | 3000 | Cathodically Protected Steel | 1988-02-01 | Galvanized Steel | Pressurized
9025162 | 4 |  | 1988-02-01 |  | 1988-02-01 |  | Removed from Ground | Diesel | 3000 | Cathodically Protected Steel | 1988-02-01 | Galvanized Steel | Pressurized
9025162 | 5 |  | 1988-02-01 |  | 1988-02-01 |  | Removed from Ground | Other | 3000 | Not Marked/Unknown | 1988-02-01 | Not Marked
9025164 | 1 | [5 empty] | Removed from Ground | Empty | 2000 | Not Marked/Unknown | 1991-07-31 | Not Marked
9025164 | 2 | [5 empty] | Removed from Ground | Empty | 2000 | Not Marked/Unknown | 1991-07-31 | Not Marked
9025164 | 3 | [5 empty] | Removed from Ground | Empty | 2000 | Not Marked/Unknown | 1991-07-31 | Not Marked
9025168 | 1 |  |  | yes |  | yes | Removed from Ground | Used Oil | 564 | Not Marked/Unknown | 1992-08-21 | Not Marked
9025169 | 1 |  | 1986-01-01 |  | 1991-11-01 |  | Currently in Use | Gas (Historical Use) | 10000 | Fiberglass | 1986-01-01 | Fiberglass Reinforced Plastic
9025169 | 2 |  | 1986-01-01 |  | 1991-11-01 |  | Currently in Use | Gas (Historical Use) | 10000 | Fiberglass | 1986-01-01 | Fiberglass Reinforced Plastic
9025169 | 3 |  | 1986-01-01 |  | 1991-11-01 |  | Currently in Use | Diesel | 10000 | Fiberglass | 1986-01-01 | Fiberglass Reinforced Plastic
9025169 | 4 |  | 1986-01-01 |  | 1991-11-01 |  | Currently in Use | Diesel | 10000 | Fiberglass | 1986-01-01 | Fiberglass Reinforced Plastic
9025169 | 5 |  |  | yes |  | yes | Removed from Ground | Used Oil | 1100 | Fiberglass | 1986-01-01 | Fiberglass Reinforced Plastic
9025169 | 6 | [5 empty] | Removed from Ground | Other | 550 | Fiberglass | 1986-01-01 | Fiberglass Reinforced Plastic
9025169 | 7 | [5 empty] | Removed from Ground | Other | 550 | Fiberglass | 1986-01-01 | Fiberglass Reinforced Plastic
9025169 | 8 | [5 empty] | Removed from Ground | Other | 0 | Fiberglass | 1998-12-05 | Fiberglass Reinforced Plastic
9025169 | 9 | [5 empty] | Removed from Ground | Other | 0 | Fiberglass | 1998-12-05 | Fiberglass Reinforced Plastic
9025170 | 1 | [5 empty] | Removed from Ground | Other | 20000 | Bare Steel | 1994-06-23 | Not Marked
9025171 | 1 | [5 empty] | Removed from Ground | Gas (Historical Use) | 8000 | Fiberglass | 1994-07-12 | Fiberglass Reinforced Plastic
9025171 | 2 | [5 empty] | Removed from Ground | Gas (Historical Use) | 8000 | Fiberglass | 1994-07-12 | Fiberglass Reinforced Plastic
9025171 | 3 | [5 empty] | Removed from Ground | Gas (Historical Use) | 8000 | Fiberglass | 1994-07-12 | Fiberglass Reinforced Plastic
9025171 | 4 | Flapper Valve | 1997-03-20 | no | 1997-03-20 | no | Currently in Use | E-10 | 10000 | Composite | 1997-03-12 | Flex | Pressurized
9025171 | 5 | Flapper Valve | 1997-03-20 | no | 1997-03-20 | no | Currently in Use | Premium | 10000 | Composite | 1997-03-12 | Flex | Pressurized
9025172 | 1 |  | 1998-10-01 |  | 1998-10-01 |  | Currently in Use | Gas (Historical Use) | 8000 | Galvanic (STIP-3) | 1986-07-01 | Fiberglass Reinforced Plastic | Pressurized
9025172 | 2 |  | 1998-10-01 |  | 1998-10-01 |  | Currently in Use | Gas (Historical Use) | 8000 | Galvanic (STIP-3) | 1986-07-01 | Fiberglass Reinforced Plastic | Pressurized
9025172 | 3 |  | 1998-10-01 |  | 1998-10-01 |  | Currently in Use | Gas (Historical Use) | 5000 | Galvanic (STIP-3) | 1986-07-01 | Fiberglass Reinforced Plastic | Pressurized
9025172 | 4 |  | 1998-10-01 |  | 1998-10-01 |  | Currently in Use | Gas (Historical Use) | 8000 | Galvanic (STIP-3) | 1986-07-01 | Cathodically Protected | Pressurized
9025173 | 1 | [5 empty] | Removed from Ground | Diesel | 1000 | Bare Steel | 1994-08-26 | Bare Steel | Suction (American)
9025175 | 1 | [5 empty] | Removed from Ground | Diesel | 3000 | Not Marked/Unknown | 1991-06-10 | Not Marked
9025175 | 2 | [5 empty] | Removed from Ground | Diesel | 3000 | Not Marked/Unknown | 1991-06-10 | Not Marked
9025175 | 3 | [5 empty] | Removed from Ground | Diesel | 3000 | Not Marked/Unknown | 1991-06-10 | Not Marked
9025175 | 4 | [5 empty] | Removed from Ground | Diesel | 2000 | Not Marked/Unknown | 1991-06-10 | Not Marked
9025176 | 1 | [5 empty] | Removed from Ground | Diesel | 8000 | Bare Steel | 1977-08-01 | Galvanized Steel | Safe Suction (Euro)
9025178 | 1 | Ball Float | 1994-06-09 | no | 1994-06-09 | no | Currently in Use | E-10 | 12000 | Fiberglass | 1994-06-09 | Fiberglass Reinforced Plastic | Pressurized
9025178 | 2 | Flapper Valve | 1994-06-09 | no | 1994-06-09 | no | Currently in Use | E-10 | 12000 | Fiberglass | 1994-06-09 |  | Pressurized
9025178 | 3 | Flapper Valve | 1994-06-01 | no | 1994-06-01 | no | Currently in Use | Premium | 12000 | Fiberglass | 1994-06-09 | Fiberglass Reinforced Plastic | Pressurized
9025179 | 1 | [5 empty] | Removed from Ground | Gas (Historical Use) | 4000 | Not Marked/Unknown | 1994-08-01 | Not Marked
9025179 | 2 | [5 empty] | Removed from Ground | Gas (Historical Use) | 4000 | Not Marked/Unknown | 1994-08-01 | Not Marked
9025179 | 3 | [5 empty] | Removed from Ground | Gas (Historical Use) | 4000 | Not Marked/Unknown | 1994-08-01 | Not Marked
9025179 | 4 | [5 empty] | Removed from Ground | Gas (Historical Use) | 4000 | Not Marked/Unknown | 1994-08-01 | Not Marked
9025179 | 5 | [5 empty] | Removed from Ground | Gas (Historical Use) | 0 | Not Marked/Unknown |  | Not Marked
9025181 | 1 | [5 empty] | Removed from Ground | Other | 10000 | Bare Steel | 1974-01-01 | Bare Steel | Pressurized
9025181 | 2 | [5 empty] | Removed from Ground | Other | 10000 | Bare Steel | 1974-01-01 | Bare Steel | Pressurized
9025181 | 3 | [5 empty] | Removed from Ground | Other | 10000 | Bare Steel | 1974-01-01 | Bare Steel | Pressurized
9025181 | 4 | [5 empty] | Removed from Ground | Other | 12000 | Bare Steel | 1974-01-01 | Bare Steel | Pressurized
9025181 | 5 | [5 empty] | Removed from Ground | Other | 12000 | Bare Steel | 1974-01-01 | Bare Steel | Pressurized
9025181 | 6 |  |  | yes |  | yes | Removed from Ground | Used Oil | 500 | Bare Steel | 1974-01-01 | Bare Steel | Gravity Fed
9025184 | 1 | [5 empty] | Removed from Ground | Gas (Historical Use) | 1000 | Marked Unknown | 1999-12-08 | Unknown
9025184 | 2 | [5 empty] | Removed from Ground | Gas (Historical Use) | 1000 | Marked Unknown | 1999-12-08 | Unknown
9025185 | 1 | [5 empty] | Removed from Ground | Gas (Historical Use) | 1000 | Not Marked/Unknown |  | Not Marked
9025185 | 2 | [5 empty] | Removed from Ground | Gas (Historical Use) | 1000 | Not Marked/Unknown |  | Not Marked
9025185 | 3 | [5 empty] | Removed from Ground | Gas (Historical Use) | 1000 | Not Marked/Unknown |  | Not Marked
9025185 | 4 | [5 empty] | Removed from Ground | Gas (Historical Use) | 4000 | Not Marked/Unknown |  | Not Marked
9025186 | 1 | [5 empty] | Permanently Out of Use - historical purposes | Gas (Historical Use) | 2000 | Cathodically Protected Steel | 1986-05-16 | Not Marked
9025186 | 2 | [5 empty] | Permanently Out of Use - historical purposes | Gas (Historical Use) | 2000 | Cathodically Protected Steel | 1986-05-16 | Not Marked
9025187 | DUMMY | [5 empty] | Currently in Use | Diesel | 0 | Not Marked/Unknown |  | Not Marked
9025194 | 1 | [5 empty] | Removed from Ground | Gas (Historical Use) | 5000 | Bare Steel | 1979-08-01 | Galvanized Steel | Suction (American)
9025194 | 2 | [5 empty] | Removed from Ground | Diesel | 5000 | Bare Steel | 1979-08-01 | Galvanized Steel | Suction (American)
9025194 | 3 | [5 empty] | Removed from Ground | Gas (Historical Use) | 5000 | Bare Steel | 1979-08-01 | Galvanized Steel | Suction (American)
9025194 | 4 |  | 1995-04-21 |  | 1995-04-21 |  | Removed from Ground | Diesel | 8000 | Composite | 1995-04-19 | Double Walled | Pressurized
9025194 | 5 |  | 1995-04-21 |  | 1995-04-21 |  | Removed from Ground | Gas (Historical Use) | 8000 | Composite | 1995-04-19 | Double Walled | Pressurized
9025195 | DUMMY | [5 empty] | Currently in Use | Diesel | 0 | Unknown |  | Not Marked
9025196 | 1 |  | 1995-01-01 |  | 1995-01-01 |  | Removed from Ground | Gas (Historical Use) | 4000 | Steel-Impressed Current | 1980-01-01 | Double-Walled Flex | Pressurized
9025196 | 2 |  | 1995-01-01 |  | 1995-01-01 |  | Removed from Ground | Gas (Historical Use) | 4000 | Steel-Impressed Current | 1980-01-01 | Double-Walled Flex | Pressurized
9025196 | 3 |  | 1995-01-01 |  | 1995-01-01 |  | Removed from Ground | Gas (Historical Use) | 4000 | Steel-Impressed Current | 1980-01-01 | Double-Walled Flex | Pressurized
9025199 | 1 | Flapper Valve | 1994-07-01 | no | 1994-07-01 | no | Currently in Use | Diesel | 12000 | Composite | 1994-10-01 | Fiberglass Reinforced Plastic | Pressurized
9025199 | 2 | Flapper Valve | 1994-07-01 | no | 1994-07-01 | no | Currently in Use | Diesel | 12000 | Composite | 1994-10-01 | Fiberglass Reinforced Plastic | Pressurized
9025203 | 1 |  |  | yes |  | yes | Removed from Ground | Used Oil | 200 | Bare Steel | 1994-12-20 | Bare Steel | Pressurized
9025203 | 2 |  |  | yes |  | yes | Removed from Ground | Used Oil | 300 | Bare Steel | 1994-12-20 | Bare Steel | Pressurized
9025204 | 1 | [5 empty] | Removed from Ground | Other | 500 | Marked Unknown | 1995-06-16 | Unknown
9025204 | 2 | [5 empty] | Removed from Ground | Other | 500 | Marked Unknown | 1995-06-16 | Unknown
9025204 | 3 | [5 empty] | Removed from Ground | Gas (Historical Use) | 1000 | Marked Unknown | 1995-06-16 | Unknown
9025205 | 1UL |  | 1991-01-01 | no | 1991-01-01 | no | Currently in Use | Gas (Historical Use) | 8000 | Steel-Impressed Current | 1976-01-01 | Fiberglass Reinforced Plastic | Pressurized
9025205 | 2S |  | 1991-01-01 | no | 1991-01-01 | no | Currently in Use | Gas (Historical Use) | 6000 | Steel-Impressed Current | 1976-01-01 | Fiberglass Reinforced Plastic | Pressurized
9025205 | 3B |  | 1991-01-01 | no | 1991-01-01 | no | Currently in Use | Gas (Historical Use) | 8000 | Steel-Impressed Current | 1976-01-01 | Fiberglass Reinforced Plastic | Pressurized
9025206 | 1 | [5 empty] | Removed from Ground | Diesel | 10000 | Bare Steel | 1995-09-13 | Galvanized Steel | Suction (American)
9025207 | 1 | [5 empty] | Removed from Ground | Gas (Historical Use) | 3000 | Marked Unknown | 1995-09-27 | Unknown
9025207 | 2 | [5 empty] | Removed from Ground | Other | 3000 | Marked Unknown | 1995-09-27 | Unknown
9025207 | 3 | [5 empty] | Removed from Ground | Other | 3000 | Marked Unknown | 1995-09-27 | Unknown
9025207 | 4 | [5 empty] | Removed from Ground | Other | 550 | Marked Unknown | 1995-09-27 | Unknown
9025208 | 1 |  | 1991-01-01 |  | 1991-01-01 |  | Removed from Ground | Gas (Historical Use) | 10000 | Composite | 1991-01-01 | Fiberglass Reinforced Plastic | Pressurized
9025208 | 2 |  | 1991-01-01 |  | 1991-01-01 |  | Removed from Ground | Gas (Historical Use) | 10000 | Composite | 1991-01-01 | Fiberglass Reinforced Plastic | Pressurized
9025208 | 3 |  | 1991-01-01 |  | 1991-01-01 |  | Removed from Ground | Gas (Historical Use) | 10000 | Composite | 1991-01-01 | Fiberglass Reinforced Plastic | Pressurized
9025210 | 1 | [5 empty] | Removed from Ground | Gas (Historical Use) | 500 | Marked Unknown | 1996-06-19 | Unknown
9025210 | 2 |  |  | yes |  | yes | Removed from Ground | Used Oil | 500 | Marked Unknown | 1996-06-19 | Unknown
9025210 | 3 |  |  | yes |  | yes | Removed from Ground | Used Oil | 500 | Marked Unknown | 1996-06-19 | Unknown
9025211 | 1 | Flapper Valve | 1991-01-30 |  | 1991-01-30 |  | Currently in Use | Gas (Historical Use) | 4000 | Galvanic (STIP-3) | 1991-01-30 | Fiberglass Reinforced Plastic | Pressurized
9025211 | 2 | Flapper Valve | 1991-01-30 |  | 1991-01-30 |  | Currently in Use | Diesel | 20000 | Galvanic (STIP-3) | 1991-01-30 | Fiberglass Reinforced Plastic | Safe Suction (Euro)
9025212 | 1 |  | 1995-02-01 |  | 1995-02-01 |  | Currently in Use | Gas (Historical Use) | 4000 | Composite | 1995-02-01 | Fiberglass Reinforced Plastic | Pressurized
9025212 | 2 |  | 1995-02-01 |  | 1995-02-01 |  | Currently in Use | Gas (Historical Use) | 8000 | Composite | 1995-02-01 | Fiberglass Reinforced Plastic | Pressurized
9025212 | 3 |  | 1995-02-01 |  | 1995-02-01 |  | Currently in Use | Gas (Historical Use) | 4000 | Composite | 1995-02-01 | Fiberglass Reinforced Plastic | Pressurized
9025213 | 1 | [5 empty] | Removed from Ground | Diesel | 2000 | Marked Unknown | 1995-08-07 | Galvanized Steel | Safe Suction (Euro)
9025214 | 1 | [5 empty] | Removed from Ground | Gas (Historical Use) | 0 | Not Marked/Unknown |  | Not Marked
9025214 | 2 |  |  | no |  | no | Removed from Ground | Gas (Historical Use) | 2000 | Unknown | 2004-03-10 | Unknown
9025214 | 3 |  |  | no |  | no | Removed from Ground | Gas (Historical Use) | 2000 | Unknown | 2004-03-11 | Unknown
9025214 | 4 |  | 2010-07-02 | no | 2010-07-02 | no | Currently in Use | Gas (Historical Use) | 20000 | Fiberglass Double Walled | 2010-06-10 | Double-Walled Fiberglass | Pressurized
9025214 | 5 |  | 2010-07-02 | no | 2010-07-02 | no | Currently in Use | Gas (Historical Use) | 8000 | Fiberglass Double Walled | 2010-07-02 | Double-Walled Fiberglass | Pressurized
9025214 | 6 |  | 2010-07-02 | no | 2010-07-02 | no | Currently in Use | Diesel | 7000 | Fiberglass Double Walled | 2010-06-10 | Double-Walled Fiberglass | Pressurized
9025216 | 1 | [5 empty] | Closed in Ground | Diesel | 10000 | Bare Steel | 1997-04-01 | Galvanized Steel
9025217 | OIL |  |  | yes |  | yes | Currently in Use | Used Oil | 500 | Not Marked/Unknown | 1994-11-01 | Not Marked
9025217 | WATER | [5 empty] | Currently in Use | Other | 500 | Not Marked/Unknown | 1985-06-01 | Not Marked
9025218 | 4 | Ball Float | 2015-07-01 | no | 2015-07-01 | no | Currently in Use | E-10 | 10000 | Composite Double Walled | 2015-07-01 | Double-Walled Fiberglass | Pressurized
9025218 | 5 | Ball Float | 2015-07-01 | no | 2015-07-01 | no | Currently in Use | Premium | 3000 | Composite Double Walled | 2015-07-01 | Double-Walled Fiberglass | Pressurized
9025218 | DL1 |  | 1997-02-24 |  | 1997-02-24 |  | Removed from Ground | Diesel | 3000 | Marked Unknown | 1956-07-01 | Fiberglass Reinforced Plastic | Safe Suction (Euro)
9025218 | PM1 |  | 1997-02-24 |  | 1997-02-24 |  | Removed from Ground | Gas (Historical Use) | 6000 | Galvanic (STIP-3) | 1968-01-01 | Fiberglass Reinforced Plastic | Safe Suction (Euro)
9025218 | RU |  | 1997-02-24 |  | 1997-02-24 |  | Removed from Ground | Gas (Historical Use) | 6000 | Galvanic (STIP-3) | 1968-01-01 | Fiberglass Reinforced Plastic | Safe Suction (Euro)
9025218 | RU1 | [5 empty] | Removed from Ground | Gas (Historical Use) | 3000 | Marked Unknown | 1956-07-01 | Galvanized Steel | Safe Suction (Euro)
9025218 | WO1 |  |  | yes |  | yes | Removed from Ground | Used Oil | 200 | Marked Unknown | 1997-02-24 | Galvanized Steel | Gravity Fed
9025219 | 1 |  | 1993-11-01 |  | 1993-11-01 |  | Currently in Use | Gas (Historical Use) | 8000 | Epoxy | 1990-01-01 | Fiberglass Reinforced Plastic | Pressurized
9025219 | 2 |  | 1993-11-01 |  | 1993-11-01 |  | Currently in Use | Gas (Historical Use) | 8000 | Epoxy | 1990-01-01 | Fiberglass Reinforced Plastic | Pressurized
9025219 | 3 |  | 1993-11-01 |  | 1993-11-01 |  | Currently in Use | Gas (Historical Use) | 10000 | Epoxy | 1990-01-01 | Fiberglass Reinforced Plastic | Pressurized
9025219 | 4 |  | 1993-11-01 |  | 1993-11-01 |  | Currently in Use | Gas (Historical Use) | 10000 | Epoxy | 1990-01-01 | Fiberglass Reinforced Plastic | Pressurized
9025219 | 5 |  | 1993-11-01 |  | 1993-11-01 |  | Currently in Use | Diesel | 4000 | Epoxy | 1990-01-01 | Fiberglass Reinforced Plastic | Pressurized
9025220 | 168485 |  | 1990-06-23 |  | 1990-06-23 |  | Removed from Ground | Gas (Historical Use) | 2000 | Galvanic (STIP-3) | 1990-06-22 | Fiberglass Reinforced Plastic | Suction (American)
9025221 | 1 |  | 1997-05-01 | no | 1997-05-01 | no | Currently in Use | Diesel | 4000 | Steel-Impressed Current | 1975-01-01 | Double-Walled Fiberglass | Pressurized
9025221 | 2 |  | 1997-05-01 | no | 1997-05-01 | no | Currently in Use | Gas (Historical Use) | 6000 | Steel-Impressed Current | 1975-01-01 | Double-Walled Fiberglass | Pressurized
9025221 | 3 |  | 1997-05-01 | no | 1997-05-01 | no | Currently in Use | Gas (Historical Use) | 6000 | Steel-Impressed Current | 1975-01-01 | Double-Walled Fiberglass | Pressurized
9025221 | 4 |  | 1997-05-01 | no | 1997-05-01 | no | Currently in Use | Gas (Historical Use) | 6000 | Steel-Impressed Current | 1975-01-01 | Double-Walled Fiberglass | Pressurized
9025223 | 1 |  | 1997-05-07 |  | 1997-05-07 |  | Removed from Ground | Gas (Historical Use) | 3000 | Cathodically Protected Steel | 1986-06-01 | Fiberglass Reinforced Plastic | Suction (American)
9025224 | 1 |  | 1991-03-01 |  | 1991-03-01 |  | Removed from Ground | Gas (Historical Use) | 10000 | Cathodically Protected Steel | 1991-03-15 | Fiberglass Reinforced Plastic | Suction (American)
9025225 | 1 |  | 1994-08-01 |  | 1994-08-01 |  | Currently in Use | Gas (Historical Use) | 12000 | Double Walled | 1994-08-03 | Fiberglass Reinforced Plastic | Pressurized
9025226 | 1 | [5 empty] | Closed in Ground | Diesel | 700 | Marked Unknown | 1985-02-01 | Unknown | Pressurized
9025227 | 1 | [5 empty] | Closed in Ground | Diesel | 700 | Marked Unknown | 1986-01-01 | Unknown | Pressurized
9025228 | 1 | [5 empty] | Closed in Ground | Diesel | 700 | Unknown | 1986-01-01 | Unknown
9025229 | 1 | Ball Float | 1991-09-17 |  | 1991-09-17 |  | Currently in Use | Diesel | 10000 | Galvanic (STIP-3) | 1991-09-17 | Fiberglass Reinforced Plastic | Pressurized
9025232 | 1 |  | 1990-12-01 |  | 1990-12-01 |  | Currently in Use | Gas (Historical Use) | 10000 | Epoxy | 1990-12-01 | Fiberglass Reinforced Plastic | Pressurized
9025232 | 2 |  | 1990-12-01 |  | 1990-12-01 |  | Currently in Use | Diesel | 10000 | Epoxy | 1990-12-01 | Fiberglass Reinforced Plastic | Pressurized
9025233 | 1 |  | 1988-01-01 | no | 1988-01-01 | no | Currently in Use | Gas (Historical Use) | 12000 | Steel-Impressed Current | 1988-01-01 | Steel (Impressed Current) | Pressurized
9025233 | 2 |  | 1988-01-01 | no | 1988-01-01 | no | Currently in Use | Gas (Historical Use) | 12000 | Steel-Impressed Current | 1988-01-01 | Steel (Impressed Current) | Pressurized
9025233 | 3 |  | 1988-01-01 | no | 1988-01-01 | no | Currently in Use | Gas (Historical Use) | 12000 | Steel-Impressed Current | 1988-01-01 | Steel (Impressed Current) | Pressurized
9025233 | 4 |  | 1988-01-01 | no | 1988-01-01 | no | Currently in Use | Diesel | 12000 | Steel-Impressed Current | 1988-01-01 | Steel (Impressed Current) | Pressurized
9025234 | 1 |  | 1999-01-01 |  | 1999-01-01 |  | Currently in Use | Gas (Historical Use) | 8000 | Galvanic (STIP-3) | 1987-01-01 | Fiberglass Reinforced Plastic | Pressurized
9025234 | 2 |  | 1999-01-01 |  | 1999-01-01 |  | Currently in Use | Gas (Historical Use) | 6000 | Galvanic (STIP-3) | 1987-01-01 | Fiberglass Reinforced Plastic | Pressurized
9025234 | 3 |  | 1999-01-01 |  | 1999-01-01 |  | Currently in Use | Gas (Historical Use) | 6000 | Galvanic (STIP-3) | 1987-01-01 | Fiberglass Reinforced Plastic | Pressurized
9025234 | 4 | [5 empty] | Removed from Ground | Gas (Historical Use) | 4000 | Bare Steel | 1957-05-01 | Galvanized Steel
9025234 | 5 | [5 empty] | Removed from Ground | Gas (Historical Use) | 4000 | Bare Steel | 1957-05-01 | Galvanized Steel
9025234 | 6 | [5 empty] | Removed from Ground | Gas (Historical Use) | 3000 | Bare Steel | 1957-05-01 | Galvanized Steel
9025235 | 1 | Ball Float | 1995-07-01 | no | 1995-07-01 | no | Currently in Use | Diesel | 12000 | Composite | 1995-07-01 | Fiberglass Reinforced Plastic | Pressurized
9025235 | 2 |  |  | yes | 1995-07-01 | yes | Removed from Ground | Used Oil | 2000 | Composite | 1995-07-01 | Not Marked | Gravity Fed
9025236 | (1)146210 |  | 1989-05-19 |  | 1989-05-19 |  | Removed from Ground | Gas (Historical Use) | 3000 | Galvanic (STIP-3) | 1989-05-19 | Cathodically Protected | Suction (American)
9025238 | 1 |  | 1998-07-01 |  | 1998-07-01 |  | Currently in Use | Gas (Historical Use) | 2000 | Galvanic (STIP-3) | 1986-05-01 | Galvanized Steel | Safe Suction (Euro)
9025238 | 2 |  |  | yes | 1998-07-01 | yes | Removed from Ground | Used Oil | 1000 | Cathodically Protected Steel | 1986-05-01 | Not Marked | Gravity Fed
9025239 | 1 |  | 1993-01-01 |  | 1993-01-01 |  | Currently in Use | Gas (Historical Use) | 12000 | Cathodically Protected Steel | 1993-08-01 | Fiberglass Reinforced Plastic | Pressurized
9025239 | 2 |  | 1993-01-01 |  | 1993-01-01 |  | Currently in Use | Diesel | 12000 | Cathodically Protected Steel | 1993-08-01 | Fiberglass Reinforced Plastic | Pressurized
9025239 | 3 |  | 1993-01-01 |  | 1993-01-01 |  | Currently in Use | Gas (Historical Use) | 6000 | Cathodically Protected Steel | 1993-08-01 | Fiberglass Reinforced Plastic | Pressurized
9025239 | 4 |  | 1993-01-01 |  | 1993-01-01 |  | Currently in Use | Gas (Historical Use) | 6000 | Cathodically Protected Steel | 1993-08-01 | Fiberglass Reinforced Plastic | Pressurized
9025240 | 1 | Ball Float | 1994-02-01 | no | 1994-02-01 | no | Currently in Use | E-10 | 10000 | Composite | 1994-01-01 | Fiberglass Reinforced Plastic | Pressurized
9025240 | 2 | Ball Float | 1994-02-01 | no | 1994-02-01 | no | Currently in Use | Plus | 6000 | Composite | 1994-01-01 | Fiberglass Reinforced Plastic | Pressurized
9025240 | 3 | Ball Float | 1994-02-01 | no | 1994-02-01 | no | Currently in Use | Premium | 6000 | Composite | 1994-01-01 | Fiberglass Reinforced Plastic | Pressurized
9025241 | 1 |  | 1987-01-01 | yes | 1987-01-01 |  | Currently in Use | Diesel | 10000 | Cathodically Protected Steel | 1987-01-01 | Cathodically Protected | Pressurized
9025241 | 2 |  | 1987-01-01 | yes | 1987-01-01 |  | Currently in Use | Gas (Historical Use) | 10000 | Cathodically Protected Steel | 1987-01-01 | Cathodically Protected | Pressurized
9025242 | 1 | [5 empty] | Permanently Out of Use - historical purposes | Diesel | 0 | Bare Steel |  | Bare Steel
9025243 | 2-1-A | Flapper Valve | 1996-09-20 | no | 1996-09-20 | no | Currently in Use | Diesel | 12000 | Steel-Impressed Current | 1996-07-29 |  | Safe Suction (Euro)
9025243 | 2-2-A | Flapper Valve | 1998-09-20 | no | 1998-09-20 | no | Currently in Use | Diesel | 12000 | Steel-Impressed Current | 1996-07-29 |  | Safe Suction (Euro)
9025243 | RU-1 | Flapper Valve | 1996-09-20 | no | 1996-09-20 | no | Currently in Use | E-10 | 4000 | Steel-Impressed Current | 1996-07-29 |  | Safe Suction (Euro)
9025244 | 1 | [5 empty] | Removed from Ground | Gas (Historical Use) | 4000 | Marked Unknown | 1995-12-01 | Unknown
9025244 | 2 | [5 empty] | Removed from Ground | Diesel | 4000 | Marked Unknown | 1995-12-01 | Unknown
9025244 | 3 | [5 empty] | Removed from Ground | Gas (Historical Use) | 2000 | Marked Unknown | 1995-12-01 | Unknown
9025244 | 4 | [5 empty] | Removed from Ground | Gas (Historical Use) | 2000 | Marked Unknown | 1995-12-01 | Unknown
9025246 | 1 |  | 1995-05-01 |  | 1995-05-01 |  | Currently in Use | Gas (Historical Use) | 12000 | Fiberglass | 1995-05-01 | Fiberglass Reinforced Plastic | Pressurized
9025247 | 1 |  | 1995-08-18 |  | 1995-08-18 |  | Currently in Use | Gas (Historical Use) | 4000 | Composite | 1995-08-18 | Fiberglass Reinforced Plastic | Suction (American)
9025248 | 1 | [5 empty] | Removed from Ground | Diesel | 270 | Not Marked/Unknown | 1981-09-17 | Not Marked
9025249 | 1 | [5 empty] | Removed from Ground | Gas (Historical Use) | 500 | Marked Unknown | 1995-11-05 | Unknown
9025250 | 1 | [5 empty] | Closed in Ground | Gas (Historical Use) | 10000 | Bare Steel | 1970-01-01 | Bare Steel | Pressurized
9025250 | 2 | [5 empty] | Removed from Ground | Gas (Historical Use) | 500 | Not Marked/Unknown | 1997-06-01 | Not Marked
9025251 | 1 | [5 empty] | Removed from Ground | Gas (Historical Use) | 1000 | Not Marked/Unknown | 1997-02-19 | Not Marked
9025251 | 2 | [5 empty] | Removed from Ground | Gas (Historical Use) | 1000 | Not Marked/Unknown | 1997-02-19 | Not Marked
9025251 | 3 | Flapper Valve | 1997-02-01 |  | 1997-02-01 |  | Currently in Use | Gas (Historical Use) | 2500 | Double Walled | 1997-02-01 | Fiberglass Reinforced Plastic | Safe Suction (Euro)
9025253 | 1 |  | 1995-06-05 | no | 1995-06-05 | no | Currently in Use | Gas (Historical Use) | 10000 | Fiberglass Double Walled | 1994-05-01 | Double-Walled Fiberglass | Pressurized
9025253 | 2 |  | 1995-06-05 | no | 1995-06-05 | no | Currently in Use | Gas (Historical Use) | 10000 | Fiberglass Double Walled | 1994-05-01 | Fiberglass Reinforced Plastic | Pressurized
9025254 | 1 |  | 1998-10-01 |  | 1998-10-01 |  | Removed from Ground | Diesel | 10000 | Fiberglass | 1984-01-01 | Flex | Suction (American)
9025257 | 1 | [5 empty] | Removed from Ground | Diesel | 4000 | Not Marked/Unknown | 1996-05-26 | Not Marked
9025257 | 2 | [5 empty] | Removed from Ground | Diesel | 4000 | Not Marked/Unknown | 1996-05-20 | Not Marked
9025257 | 3 | [5 empty] | Removed from Ground | Diesel | 4000 | Not Marked/Unknown | 1996-05-20 | Not Marked
9025257 | 4 | [5 empty] | Removed from Ground | Gas (Historical Use) | 3000 | Not Marked/Unknown | 1996-05-20 | Not Marked
9025257 | 5 | [5 empty] | Removed from Ground | Gas (Historical Use) | 3000 | Not Marked/Unknown | 1996-05-20 | Not Marked
9025257 | 6 | [5 empty] | Removed from Ground | Gas (Historical Use) | 3000 | Not Marked/Unknown | 1996-05-20 | Not Marked
9025257 | 7 |  |  | no |  | no | Removed from Ground | Gas (Historical Use) | 3000 | Not Marked/Unknown | 1996-05-20 | Unknown
9025257 | 8 |  |  | no |  | no | Removed from Ground | Gas (Historical Use) | 3000 | Not Marked/Unknown | 1996-05-20 | Unknown
9025257 | 9 |  |  | no |  | no | Removed from Ground | Gas (Historical Use) | 3000 | Not Marked/Unknown | 1996-05-20 | Unknown
9025262 | 1 | [5 empty] | Temporarily out of use | Other | 0 | Marked Unknown |  | Unknown
9025263 | 1 | [5 empty] | Removed from Ground | Gas (Historical Use) | 5000 | Not Marked/Unknown | 1996-04-01 | Not Marked
9025263 | 2 | [5 empty] | Removed from Ground | Gas (Historical Use) | 5000 | Not Marked/Unknown | 1996-04-01 | Not Marked
9025263 | 3 | [5 empty] | Removed from Ground | Gas (Historical Use) | 5000 | Not Marked/Unknown | 1996-04-01 | Not Marked
9025267 | 1 | [5 empty] | Permanently Out of Use - historical purposes | Diesel | 1000 | Bare Steel |  | Bare Steel
9025268 | 1 | [5 empty] | Removed from Ground | Gas (Historical Use) | 1000 | Bare Steel | 1981-01-01 | Galvanized Steel | Pressurized
9025270 | 1 | [5 empty] | Removed from Ground | Gas (Historical Use) | 0 | Not Marked/Unknown | 1996-04-30 | Not Marked
9025271 | 1 | [5 empty] | Removed from Ground | Other | 600 | Bare Steel | 1940-01-01 | Bare Steel
9025272 | 1 |  |  | yes |  | yes | Removed from Ground | Used Oil | 250 | Not Marked/Unknown | 1996-06-14 | Not Marked
9025273 | 1 | [5 empty] | Removed from Ground | Gas (Historical Use) | 2000 | Not Marked/Unknown | 1996-07-01 | Not Marked
9025273 | 2 | [5 empty] | Removed from Ground | Gas (Historical Use) | 2000 | Not Marked/Unknown | 1996-07-01 | Not Marked
9025275 | 1 | [5 empty] | Permanently Out of Use - historical purposes | Gas (Historical Use) | 1000 | Double Walled |  | Galvanized Steel | Suction (American)
9025275 | 2 | [5 empty] | Removed from Ground | Diesel | 250 | Marked Unknown | 1996-06-27 | Not Marked
9025276 | 35 | [5 empty] | Closed in Ground | Gas (Historical Use) | 12000 | Double Walled | 1998-11-01 | Double Walled | Pressurized
9025278 | 1 | [5 empty] | Closed in Ground | Gas (Historical Use) | 1500 | Bare Steel | 1930-01-01 | Bare Steel
9025278 | 2 | [5 empty] | Closed in Ground | Gas (Historical Use) | 1000 | Bare Steel | 1930-01-01 | Bare Steel
9025279 | 1 | [5 empty] | Removed from Ground | Gas (Historical Use) | 4000 | Not Marked/Unknown | 1976-01-01 | Not Marked
9025279 | 2 | [5 empty] | Removed from Ground | Gas (Historical Use) | 4000 | Not Marked/Unknown | 1976-01-01 | Not Marked
9025279 | 3 | [5 empty] | Removed from Ground | Gas (Historical Use) | 4000 | Not Marked/Unknown | 1976-01-01 | Not Marked
9025279 | 4 | [5 empty] | Removed from Ground | Gas (Historical Use) | 4000 | Not Marked/Unknown | 1976-01-01 | Not Marked
9025279 | 5 | [5 empty] | Removed from Ground | Gas (Historical Use) | 500 | Not Marked/Unknown | 1966-01-01 | Not Marked
9025279 | 6 | [5 empty] | Removed from Ground | Gas (Historical Use) | 1000 | Not Marked/Unknown | 1966-01-01 | Not Marked
9025279 | 7 | [5 empty] | Removed from Ground | Gas (Historical Use) | 1000 | Not Marked/Unknown | 1956-01-01 | Not Marked
9025279 | 8 | [5 empty] | Removed from Ground | Gas (Historical Use) | 1000 | Not Marked/Unknown | 1956-01-01 | Not Marked
9025279 | 9 | [5 empty] | Removed from Ground | Gas (Historical Use) | 1000 | Not Marked/Unknown | 1956-01-01 | Not Marked
9025280 | 1 | [5 empty] | Removed from Ground | Diesel | 280 | Bare Steel | 1978-01-01 | Copper | Safe Suction (Euro)
9025280 | 2 |  | 1997-12-01 | no | 1997-12-01 | no | Currently in Use | Diesel | 280 | Composite | 1997-12-01 |  | Suction (American)
9025281 | 1 |  | 1996-08-01 |  | 1996-08-01 |  | Currently in Use | Gas (Historical Use) | 10000 | Composite | 1996-08-01 | Fiberglass Reinforced Plastic | Pressurized
9025281 | 2 |  | 1996-08-01 |  | 1996-08-01 |  | Currently in Use | Gas (Historical Use) | 6000 | Composite | 1996-08-01 | Fiberglass Reinforced Plastic | Pressurized
9025282 | 1 | Flapper Valve | 1996-09-05 | no | 1996-09-05 | no | Currently in Use | E-10 | 15000 | Fiberglass Double Walled | 1996-09-05 | Double-Walled Flex | Pressurized
9025282 | 2 | Flapper Valve | 1996-09-05 | no | 1996-09-05 | no | Currently in Use | Plus | 10000 | Fiberglass Double Walled | 1996-09-05 | Double-Walled Flex | Pressurized
9025282 | 3 | Flapper Valve | 1996-09-05 | no | 1996-09-05 | no | Currently in Use | Premium | 8000 | Fiberglass Double Walled | 1996-09-05 | Double-Walled Flex | Pressurized
9025282 | 4 | Flapper Valve | 1996-09-05 | no | 1996-09-05 | no | Currently in Use | Diesel | 8000 | Fiberglass Double Walled | 1996-09-05 | Double-Walled Flex | Pressurized
9025283 | 1 |  | 1996-07-25 |  | 1996-07-25 |  | Currently in Use | Gas (Historical Use) | 10000 | Composite | 1996-04-01 | Fiberglass Reinforced Plastic | Pressurized
9025283 | 2 |  | 1996-07-25 |  | 1996-07-25 |  | Currently in Use | Gas (Historical Use) | 8000 | Composite | 1996-04-01 | Fiberglass Reinforced Plastic | Pressurized
9025284 | 1 |  | 1996-03-01 |  | 1996-03-01 |  | Currently in Use | Gas (Historical Use) | 12000 | Composite | 1996-03-01 | Flex | Pressurized
9025284 | 2 |  | 1996-03-01 |  | 1996-03-01 |  | Currently in Use | Gas (Historical Use) | 10000 | Composite | 1996-03-01 | Flex | Pressurized
9025285 | 1 | [5 empty] | Removed from Ground | Gas (Historical Use) | 5000 | Not Marked/Unknown | 1997-01-01 | Not Marked
9025285 | 2 | [5 empty] | Removed from Ground | Gas (Historical Use) | 5000 | Not Marked/Unknown | 1997-01-01 | Not Marked
9025290 | 29 | [5 empty] | Removed from Ground | Gas (Historical Use) | 3000 | Not Marked/Unknown | 1997-01-01 | Not Marked
9025293 | T1 | [5 empty] | Removed from Ground | Gas (Historical Use) | 3000 | Bare Steel | 1955-01-01 | Bare Steel
9025293 | T2 | [5 empty] | Removed from Ground | Gas (Historical Use) | 3000 | Bare Steel | 1955-01-01 | Bare Steel
9025293 | T3 | [5 empty] | Removed from Ground | Gas (Historical Use) | 3000 | Bare Steel | 1955-01-01 | Bare Steel
9025294 | 1 | [5 empty] | Removed from Ground | Diesel | 0 | Not Marked/Unknown |  | Not Marked
9025296 | 1 |  | 1988-03-01 | no | 1988-03-01 | no | Temporarily out of use |  | 10000 | Galvanic (STIP-3) | 1988-03-01 | Galvanized Steel | Safe Suction (Euro)
9025296 | 2 |  | 1988-03-01 | no | 1988-03-01 | no | Temporarily out of use | Diesel | 6000 | Galvanic (STIP-3) | 1988-03-01 |  | Pressurized
9025297 | 1 | [5 empty] | Removed from Ground | Gas (Historical Use) | 0 | Not Marked/Unknown | 1983-01-01 | Not Marked
9025297 | 2 | [5 empty] | Removed from Ground | Gas (Historical Use) | 0 | Not Marked/Unknown |  | Not Marked
9025297 | 3 | [5 empty] | Removed from Ground | Gas (Historical Use) | 0 | Not Marked/Unknown |  | Not Marked
9025301 | 1 | [5 empty] | Removed from Ground | Diesel | 0 | Not Marked/Unknown |  | Not Marked
9025302 | 1 | Ball Float | 1997-09-25 | no | 1997-09-25 | no | Currently in Use | E-10 | 12000 | Composite Double Walled | 1997-09-20 | Double-Walled Flex | Pressurized
9025302 | 2 |  | 1997-09-25 | no | 1997-09-25 | no | Currently in Use | Plus | 12000 | Composite Double Walled | 1997-09-20 | Double-Walled Flex | Pressurized
9025302 | 3 | Ball Float | 1997-09-25 | no | 1997-09-25 | no | Currently in Use | Premium | 12000 | Composite Double Walled | 1997-09-20 |  | Pressurized
9025302 | 4 | Ball Float | 1997-09-25 | no | 1997-09-25 | no | Currently in Use | Diesel | 12000 | Composite Double Walled | 1997-09-20 | Double-Walled Flex | Pressurized
9025304 | 1 | Ball Float | 1990-01-01 | no | 1990-01-01 | no | Currently in Use | E-0 | 10000 | Galvanic (STIP-3) | 1990-01-01 | Fiberglass Reinforced Plastic | Pressurized
9025304 | 2 | Ball Float | 1990-01-01 | no | 1990-01-01 | no | Currently in Use | E-0 | 10000 | Galvanic (STIP-3) | 1990-01-01 | Fiberglass Reinforced Plastic | Pressurized
9025305 | 1 | [5 empty] | Removed from Ground | Empty | 500 | Bare Steel | 1998-05-28 | Galvanized Steel | Suction (American)
9025305 | 2 | [5 empty] | Removed from Ground | Empty | 400 | Bare Steel | 1998-05-28 | Galvanized Steel | Suction (American)
9025307 | 1 | [5 empty] | Removed from Ground | Gas (Historical Use) | 1000 | Bare Steel | 1998-03-01 | Bare Steel | Suction (American)
9025307 | 2 |  |  | yes |  | yes | Removed from Ground | Other | 564 | Bare Steel | 1998-03-01 | Bare Steel | Suction (American)
9025308 | 1 | Ball Float | 1990-06-01 | no | 1990-06-01 | no | Currently in Use | E-10 | 10000 | Fiberglass | 1990-06-01 | Fiberglass Reinforced Plastic | Pressurized
9025308 | 2 | Ball Float | 1990-06-01 | no | 1990-06-01 | no | Currently in Use | Premium | 10000 | Fiberglass | 1990-06-01 | Fiberglass Reinforced Plastic | Pressurized
9025308 | 3 | Ball Float | 1990-06-01 | no | 1990-06-01 | no | Currently in Use | Diesel On Road | 10000 | Fiberglass | 1990-06-01 | Fiberglass Reinforced Plastic | Pressurized
9025309 | 1 | [5 empty] | Removed from Ground | Other | 0 | Not Marked/Unknown | 1998-05-01 | Not Marked
9025310 | 294056 |  | 1997-10-15 |  | 1997-10-15 |  | Currently in Use | Gas (Historical Use) | 12000 | Composite | 1997-09-15 | Fiberglass Reinforced Plastic | Pressurized
9025310 | 299097A |  | 1997-10-15 |  | 1997-10-15 |  | Currently in Use | Gas (Historical Use) | 6000 | Composite | 1997-09-15 | Fiberglass Reinforced Plastic | Pressurized
9025310 | 299097B |  | 1997-10-15 |  | 1997-10-15 |  | Currently in Use | Diesel | 6000 | Composite | 1997-09-15 | Fiberglass Reinforced Plastic | Pressurized
9025312 | 1 | [5 empty] | Removed from Ground | Gas (Historical Use) | 2000 | Not Marked/Unknown | 1998-09-19 | Not Marked
9025312 | 2 | [5 empty] | Removed from Ground | Gas (Historical Use) | 2000 | Not Marked/Unknown | 1998-09-19 | Not Marked
9025312 | 3 | [5 empty] | Removed from Ground | Gas (Historical Use) | 2000 | Not Marked/Unknown | 1998-09-19 | Not Marked
9025312 | 4 | [5 empty] | Removed from Ground | Gas (Historical Use) | 2000 | Not Marked/Unknown | 1998-09-19 | Not Marked
9025313 | 1 |  | 1997-08-01 |  | 1997-08-01 |  | Currently in Use | Gas (Historical Use) | 12000 | Composite | 1997-08-01 | Double-Walled Flex | Pressurized
9025313 | 2A |  | 1997-08-01 |  | 1997-08-01 |  | Currently in Use | Gas (Historical Use) | 4000 | Composite | 1997-08-01 | Double-Walled Flex | Pressurized
9025313 | 2B |  | 1997-08-01 |  | 1997-08-01 |  | Currently in Use | Diesel | 8000 | Composite | 1997-08-01 | Double-Walled Flex | Pressurized
9025315 | 1 | [5 empty] | Permanently Out of Use - historical purposes | Other | 550 | Not Marked/Unknown |  | Not Marked
9025315 | 2 | [5 empty] | Permanently Out of Use - historical purposes | Other | 550 | Not Marked/Unknown |  | Not Marked
9025315 | 3 | [5 empty] | Permanently Out of Use - historical purposes | Other | 550 | Not Marked/Unknown |  | Not Marked
9025316 | 1 |  |  | yes |  | yes | Removed from Ground | Used Oil | 500 | Not Marked/Unknown | 1998-10-27 | Not Marked
9025317 | 1 | [5 empty] | Removed from Ground | Gas (Historical Use) | 1000 | Bare Steel | 1978-01-01 | Galvanized Steel | Suction (American)
9025320 | 1 | [5 empty] | Removed from Ground | Gas (Historical Use) | 1000 | Bare Steel | 1998-12-01 | Bare Steel | Safe Suction (Euro)
9025320 | 2 | [5 empty] | Removed from Ground | Diesel | 2000 | Bare Steel | 1998-12-01 | Bare Steel | Safe Suction (Euro)
9025321 | 1 |  | 1998-12-01 |  | 1998-12-01 |  | Removed from Ground | Diesel | 0 | Cathodically Protected Steel | 1978-01-01 | Cathodically Protected | Safe Suction (Euro)
9025321 | 2 |  | 1998-12-01 |  | 1998-12-01 |  | Removed from Ground | Diesel | 0 | Cathodically Protected Steel | 1978-01-01 | Cathodically Protected | Safe Suction (Euro)
9025322 | 1 | [5 empty] | Removed from Ground | Diesel | 500 | Bare Steel | 1999-03-31 | Bare Steel | Safe Suction (Euro)
9025322 | 2 | Flapper Valve | 1999-04-01 | no | 1999-04-01 | no | Currently in Use | Diesel | 550 | Composite | 1999-04-01 | Flex | Suction (American)
9025323 | 1 | [5 empty] | Removed from Ground | Gas (Historical Use) | 560 | Bare Steel | 1999-01-06 | Bare Steel | Safe Suction (Euro)
9025323 | 2 | [5 empty] | Removed from Ground | Empty | 270 | Bare Steel | 1999-01-06 | Bare Steel | Safe Suction (Euro)
9025324 | 1 | [5 empty] | Removed from Ground | Empty | 4000 | Bare Steel | 1960-01-01 | Not Marked
9025324 | 2 | [5 empty] | Removed from Ground | Empty | 4000 | Bare Steel | 1960-01-01 | Not Marked
9025325 | 1 | Ball Float | 1999-04-01 | no | 1999-04-01 | no | Currently in Use | E-10 | 12000 | Composite | 1999-04-01 | Flex | Pressurized
9025325 | 2 | Ball Float | 1999-04-01 | no | 1999-04-01 | no | Currently in Use | Premium | 8000 | Composite | 1999-04-01 | Flex | Pressurized
9025326 | 1 | [5 empty] | Removed from Ground | Diesel | 1500 | Bare Steel | 1998-12-14 | Galvanized Steel
9025327 | 1 | Ball Float | 1999-03-01 | no | 1999-03-01 | no | Currently in Use | E-10 | 10000 | Composite | 1999-03-01 | Fiberglass Reinforced Plastic | Pressurized
9025327 | 2A | Ball Float | 1999-03-01 | no | 1999-03-01 | no | Currently in Use | Premium | 6000 | Composite | 1999-03-01 | Fiberglass Reinforced Plastic | Pressurized
9025327 | 2B | Ball Float | 1999-03-01 | no | 1999-03-01 | no | Currently in Use | Diesel | 4000 | Composite | 1999-03-01 | Fiberglass Reinforced Plastic | Pressurized
9025328 | 1 | [5 empty] | Removed from Ground | Gas (Historical Use) | 0 | Bare Steel | 1979-01-01 | Galvanized Steel | Pressurized
9025328 | 2 | [5 empty] | Removed from Ground | Gas (Historical Use) | 0 | Bare Steel | 1979-01-01 | Galvanized Steel | Pressurized
9025329 | 1 | Ball Float | 2000-01-01 |  | 2000-01-01 |  | Currently in Use | Gas (Historical Use) | 8000 | Composite | 2000-01-01 | Fiberglass Reinforced Plastic | Pressurized
9025329 | 2 | Ball Float | 2000-01-01 |  | 2000-01-01 |  | Currently in Use | Diesel | 8000 | Composite | 2000-01-01 | Fiberglass Reinforced Plastic | Pressurized
9025330 | 1 | [5 empty] | Removed from Ground | Diesel | 1000 | Bare Steel | 1999-12-08 | Galvanized Steel | Safe Suction (Euro)
9025331 | 1 | Flapper Valve | 1999-02-28 | no | 1999-02-28 | no | Currently in Use | E-10 | 12000 | Composite | 1998-09-20 | Double-Walled Flex | Pressurized
9025331 | 2 | Flapper Valve | 1999-02-28 | no | 1999-02-28 | no | Currently in Use | Premium | 10000 | Composite | 1998-09-20 | Double-Walled Flex | Pressurized
9025332 | 1 |  | 2000-04-19 |  | 2000-04-19 |  | Currently in Use | Gas (Historical Use) | 12000 | Double Walled | 1999-08-01 | Double Walled | Pressurized
9025332 | 2 |  | 2000-04-19 |  | 2000-04-19 |  | Currently in Use | Gas (Historical Use) | 8000 | Double Walled | 1999-08-01 | Double Walled | Pressurized
9025333 | 1 |  |  | yes |  | yes | Removed from Ground | Used Oil | 500 | Bare Steel | 2000-03-01 | Bare Steel | Gravity Fed
9025334 | 1 |  | 2000-05-26 |  | 2000-05-26 |  | Currently in Use | Gas (Historical Use) | 12000 | Fiberglass Double Walled | 2000-05-24 | Double-Walled Flex | Pressurized
9025334 | 2A |  | 2000-05-26 |  | 2000-05-26 |  | Currently in Use | Gas (Historical Use) | 6000 | Fiberglass Double Walled | 2000-05-24 | Double-Walled Flex | Pressurized
9025334 | 2B |  | 2000-05-26 |  | 2000-05-26 |  | Currently in Use | Gas (Historical Use) | 6000 | Fiberglass Double Walled | 2000-05-24 | Double-Walled Flex | Pressurized
9025336 | 1 | [5 empty] | Removed from Ground | Gas (Historical Use) | 4000 | Bare Steel | 2000-03-01 | Bare Steel | Suction (American)
9025336 | 2 | [5 empty] | Removed from Ground | Gas (Historical Use) | 4000 | Bare Steel | 2000-03-01 | Bare Steel | Suction (American)
9025337 | 1 |  | 1999-06-15 |  | 1999-06-15 |  | Currently in Use | Gas (Historical Use) | 10000 | Composite | 1999-06-07 | Double Walled | Pressurized
9025337 | 2 |  | 1999-06-15 |  | 1999-06-15 |  | Currently in Use | Gas (Historical Use) | 12000 | Composite | 1999-06-07 | Double Walled | Pressurized
9025338 | 1A |  | 2000-04-25 | no | 2000-04-25 | no | Temporarily out of use | Gas (Historical Use) | 16000 | Composite | 2000-04-25 | Double Walled | Pressurized
9025338 | 1B |  | 2000-04-25 | no | 2000-04-25 | no | Temporarily out of use | Gas (Historical Use) | 8000 | Composite | 2000-04-25 | Double Walled | Pressurized
9025339 | 1 |  | 2000-06-10 |  | 2000-06-10 |  | Currently in Use | Gas (Historical Use) | 10000 | Composite | 2000-04-05 | Double Walled | Pressurized
9025339 | 2 |  | 2000-06-10 |  | 2000-06-10 |  | Currently in Use | Gas (Historical Use) | 12000 | Composite | 2000-04-05 | Double Walled | Pressurized
9025340 | 1 |  | 2000-10-20 |  | 2000-10-20 |  | Currently in Use | Gas (Historical Use) | 10000 | Composite | 2000-09-20 | Fiberglass Reinforced Plastic | Pressurized
9025340 | 2 |  | 2000-10-20 |  | 2000-10-20 |  | Currently in Use | Gas (Historical Use) | 12000 | Composite | 2000-09-20 | Fiberglass Reinforced Plastic | Pressurized
9025341 | 1 | Ball Float | 2001-03-01 | no | 2001-03-01 | no | Currently in Use | E-10 | 10000 | Composite | 2001-03-01 | Double-Walled Flex | Pressurized
9025341 | 2A | Ball Float | 2001-03-01 | no | 2001-03-01 | no | Currently in Use | Premium | 7000 | Composite | 2001-03-01 | Double-Walled Flex | Pressurized
9025341 | 2B | Ball Float | 2001-03-01 | no | 2001-03-01 | no | Currently in Use | Diesel | 3000 | Composite | 2001-03-01 | Double-Walled Flex | Pressurized
9025342 | 1 | [5 empty] | Removed from Ground | Gas (Historical Use) | 3000 | Bare Steel | 1983-01-01 | Unknown
9025342 | 2 | [5 empty] | Removed from Ground | Gas (Historical Use) | 2000 | Bare Steel | 1983-01-01 | Unknown
9025342 | 3 | [5 empty] | Removed from Ground | Gas (Historical Use) | 3000 | Bare Steel | 1983-01-01 | Unknown
9025342 | 4 | [5 empty] | Removed from Ground | Used Oil | 1000 | Bare Steel | 1982-04-01 | Unknown
9025343 | 1 | Flapper Valve | 2014-06-01 | no | 2001-03-16 | no | Currently in Use | Diesel | 12000 | Fiberglass | 2001-03-15 | Double-Walled Fiberglass | Safe Suction (Euro)
9025344 | 1 |  | 2001-04-01 | no | 2001-04-01 | no | Currently in Use | Diesel | 10000 | Composite | 2001-04-01 |  | Pressurized
9025344 | 2 |  | 2001-04-01 | no | 2001-04-01 | no | Currently in Use | Gas (Historical Use) | 8000 | Composite | 2001-04-01 |  | Pressurized
9025345 | 1A |  | 2001-05-07 |  | 2001-05-07 |  | Currently in Use | Gas (Historical Use) | 12000 | Fiberglass Double Walled | 2001-04-18 | Double-Walled Flex | Pressurized
9025345 | 1B |  | 2001-05-07 |  | 2001-05-07 |  | Currently in Use | Gas (Historical Use) | 8000 | Fiberglass Double Walled | 2001-04-18 | Double-Walled Flex | Pressurized
9025345 | 2A |  | 2001-05-07 |  | 2001-05-07 |  | Currently in Use | Gas (Historical Use) | 15000 | Fiberglass Double Walled | 2001-04-18 | Double-Walled Flex | Pressurized
9025345 | 2B |  | 2001-05-07 |  | 2001-05-07 |  | Currently in Use | Diesel | 7000 | Fiberglass Double Walled | 2001-04-18 | Double-Walled Flex | Pressurized
9025346 | 1 | Flapper Valve | 2001-04-10 |  | 2001-04-10 |  | Currently in Use | Diesel | 12000 | Composite | 2001-04-05 | Flex | Pressurized
9025347 | 1 | [5 empty] | Removed from Ground | Used Oil | 0 | Marked Unknown |  | Unknown
9025348 | 1 |  | 2000-05-02 |  | 2000-05-02 |  | Currently in Use | Diesel | 12000 | Composite | 2000-03-06 | Flex | Pressurized
9025349 | 1 | [5 empty] | Removed from Ground | Kerosene | 550 | Marked Unknown | 2001-08-08 | Unknown
9025350 | 1A |  | 2000-07-01 |  | 2000-07-01 |  | Installed | Gas (Historical Use) | 2000 | Fiberglass | 2000-07-01 | Fiberglass Reinforced Plastic | Safe Suction (Euro)
9025350 | 1B |  | 2000-07-01 |  | 2000-07-01 |  | Currently in Use | Diesel | 1000 | Fiberglass | 2000-07-01 | Fiberglass Reinforced Plastic | Safe Suction (Euro)
9025351 | 1 | Flapper Valve | 2001-07-10 | no | 2001-07-10 | no | Currently in Use | Regular | 12000 | Epoxy | 2001-07-10 | Double-Walled Flex | Pressurized
9025351 | 2 | Flapper Valve | 2001-07-10 | no | 2001-07-10 | no | Currently in Use | Premium | 10000 | Epoxy | 2001-07-10 | Double-Walled Flex | Pressurized
9025352 | 1 |  | 2001-11-01 | no | 2001-11-01 | no | Currently in Use | Diesel | 12000 | Composite | 2001-11-01 | Fiberglass Reinforced Plastic | Pressurized
9025352 | 2 |  | 2001-11-01 | no | 2001-11-01 | no | Currently in Use |  | 12000 | Composite | 2001-11-01 | Fiberglass Reinforced Plastic | Pressurized
9025352 | 3A |  | 2001-11-01 | no | 2001-11-01 | no | Currently in Use | Diesel | 6000 | Composite | 2001-11-01 | Fiberglass Reinforced Plastic | Pressurized
9025352 | 3B |  | 2001-11-01 | no | 2001-11-01 | no | Currently in Use |  | 4000 | Composite | 2001-11-01 | Fiberglass Reinforced Plastic | Pressurized
9025353 | 1 |  | 2001-11-08 |  | 2001-11-08 |  | Currently in Use | Diesel | 1000 | Fiberglass Double Walled | 2001-11-30 | Double-Walled Flex | Suction (American)
9026001 | 1 |  | 1990-04-01 |  | 1990-04-01 |  | Removed from Ground | Diesel | 560 | Cathodically Protected Steel | 1990-04-13 | Cathodically Protected
9026001 | 2 | [5 empty] | Removed from Ground | Diesel | 280 | Bare Steel | 1960-01-01 | Unknown
9026002 | 1 |  | 1991-06-27 |  | 1991-06-27 |  | Currently in Use | Diesel | 8000 | Composite | 1990-01-01 | Fiberglass Reinforced Plastic | Pressurized
9026002 | 2 |  | 1991-06-27 |  | 1991-06-27 |  | Currently in Use | Diesel | 6000 | Composite | 1990-01-01 | Fiberglass Reinforced Plastic | Pressurized
9026002 | 3 |  | 1991-06-27 |  | 1991-06-27 |  | Currently in Use | Diesel | 6000 | Composite | 1990-01-01 | Fiberglass Reinforced Plastic | Pressurized
9026002 | 4 |  | 1991-06-27 |  | 1991-06-27 |  | Currently in Use | Diesel | 2000 | Composite | 1990-01-01 | Fiberglass Reinforced Plastic | Safe Suction (Euro)
9026002 | 5 |  | 1999-02-01 |  | 1999-02-01 |  | Currently in Use | Gas (Historical Use) | 12000 | Composite | 1999-02-01 | Double Walled | Pressurized
9026002 | 6 |  | 1999-02-01 |  | 1999-02-01 |  | Currently in Use | Gas (Historical Use) | 8000 | Composite | 1999-02-01 | Double Walled | Pressurized
9026002 | 7 |  | 1999-02-01 |  | 1999-02-01 |  | Currently in Use | Gas (Historical Use) | 8000 | Composite | 1999-02-01 | Double Walled | Pressurized
9026154 | 1 |  | 1993-11-12 |  | 1993-11-12 |  | Currently in Use | Gas (Historical Use) | 12000 | Galvanic (STIP-3) | 1993-11-12 | Fiberglass Reinforced Plastic | Pressurized
9026154 | 2 |  | 1993-11-12 |  | 1993-11-12 |  | Currently in Use | Gas (Historical Use) | 8000 | Galvanic (STIP-3) | 1993-11-12 | Fiberglass Reinforced Plastic | Pressurized
9026164 | 1 | [5 empty] | Removed from Ground | Gas (Historical Use) | 1 | Not Marked/Unknown | 1992-02-01 | Not Marked
9026164 | 2 | [5 empty] | Removed from Ground | Gas (Historical Use) | 1 | Not Marked/Unknown | 1992-02-01 | Not Marked
9026164 | 3 | [5 empty] | Removed from Ground | Gas (Historical Use) | 1 | Not Marked/Unknown | 1992-02-01 | Not Marked
9026360 | 10378-1 | [5 empty] | Closed in Ground | Gas (Historical Use) | 1000 | Marked Unknown | 1985-06-01 | Bare Steel | Safe Suction (Euro)
9026362 | 1 | [5 empty] | Removed from Ground | Gas (Historical Use) | 550 | Not Marked/Unknown | 1995-07-21 | Unknown
9026366 | 1 | [5 empty] | Removed from Ground | Gas (Historical Use) | 550 | Bare Steel | 1984-06-01 | Galvanized Steel | Suction (American)
9026366 | 2 | [5 empty] | Removed from Ground | Gas (Historical Use) | 550 | Bare Steel | 1984-06-01 | Galvanized Steel | Suction (American)
9027001 | DUMMY | [5 empty] | Currently in Use | Gas (Historical Use) | 0 | Not Marked/Unknown |  | Not Marked
9027002 | 1 | [5 empty] | Removed from Ground | Gas (Historical Use) | 560 | Not Marked/Unknown | 1991-04-30 | Not Marked
9027003 | 61801 | [5 empty] | Removed from Ground | Gas (Historical Use) | 1000 | Cathodically Protected Steel | 1988-01-01 | Bare Steel | Safe Suction (Euro)
9027003 | 618G1 | [5 empty] | Removed from Ground | Gas (Historical Use) | 1000 | Cathodically Protected Steel | 1989-10-05 | Galvanized Steel | Safe Suction (Euro)
9027004 | 1 | [5 empty] | Removed from Ground | Gas (Historical Use) | 10000 | Fiberglass | 1990-01-01 | Fiberglass Reinforced Plastic
9027004 | 2 | [5 empty] | Removed from Ground | Diesel | 2500 | Fiberglass | 1990-01-01 | Fiberglass Reinforced Plastic
9027004 | 3 | [5 empty] | Removed from Ground | Diesel | 4000 | Fiberglass | 1990-01-01 | Fiberglass Reinforced Plastic
9027004 | 4 |  |  | yes |  | yes | Removed from Ground | Used Oil | 550 | Fiberglass | 1990-01-01 | Fiberglass Reinforced Plastic
9027004 | 5 |  |  | yes |  | yes | Removed from Ground | Used Oil | 550 | Fiberglass | 1998-05-13 | Fiberglass Reinforced Plastic
9027004 | 6 | Flapper Valve | 1998-06-01 | no | 1998-06-01 | no | Currently in Use | Diesel | 4000 | Fiberglass | 1998-06-01 | Fiberglass Reinforced Plastic | Safe Suction (Euro)
9027004 | 7 |  | 1998-06-01 | no | 1998-06-01 | no | Currently in Use | Gas (Historical Use) | 6000 | Fiberglass | 1998-06-01 | Fiberglass Reinforced Plastic | Suction (American)
9027004 | 8 | Flapper Valve | 1998-06-01 | no | 1998-06-01 | no | Currently in Use | Diesel | 2000 | Fiberglass | 1998-06-01 | Fiberglass Reinforced Plastic | Suction (American)
9027006 | 1 | [5 empty] | Removed from Ground | Gas (Historical Use) | 750 | Marked Unknown | 1992-11-09 | Unknown
9027006 | 2 | [5 empty] | Removed from Ground | Gas (Historical Use) | 750 | Marked Unknown | 1992-11-09 | Unknown
9027006 | 3 | [5 empty] | Removed from Ground | Gas (Historical Use) | 1000 | Bare Steel | 1992-12-02 | Bare Steel
9027007 | 1 | [5 empty] | Removed from Ground | Gas (Historical Use) | 500 | Bare Steel | 1986-01-01 | Galvanized Steel
9027007 | 2 | [5 empty] | Removed from Ground | Diesel | 500 | Bare Steel | 1986-01-01 | Galvanized Steel
9027007 | 3 | [5 empty] | Removed from Ground | Gas (Historical Use) | 500 | Bare Steel | 1972-01-01 | Unknown
9027007 | 4 | [5 empty] | Removed from Ground | Gas (Historical Use) | 500 | Bare Steel | 1972-01-01 | Unknown
9027007 | 5 | [5 empty] | Removed from Ground | Diesel | 15000 | Bare Steel | 1972-01-01 | Unknown
9027007 | 6 | [5 empty] | Removed from Ground | Diesel | 1000 | Marked Unknown | 1993-02-09 | Unknown
9027008 | 1 | [5 empty] | Removed from Ground | Gas (Historical Use) | 1000 | Marked Unknown | 1991-01-01 | Unknown
9027009 | 1 | [5 empty] | Removed from Ground | Gas (Historical Use) | 1000 | Marked Unknown | 1991-01-01 | Unknown
9027010 | 1 | [5 empty] | Removed from Ground | Gas (Historical Use) | 3000 | Bare Steel | 1977-02-04 | Bare Steel | Safe Suction (Euro)
9027010 | 2 | [5 empty] | Removed from Ground | Diesel | 1000 | Bare Steel | 1977-02-04 | Bare Steel | Safe Suction (Euro)
9027011 | 1 |  | 1996-07-01 | no | 1996-07-01 | no | Temporarily out of use | Gas (Historical Use) | 3000 | Steel-Impressed Current | 1996-07-01 | Fiberglass Reinforced Plastic | Safe Suction (Euro)
9027011 | 2 |  | 1996-07-01 | no | 1996-07-01 | no | Currently in Use | Gas (Historical Use) | 2000 | Steel-Impressed Current | 1996-07-01 | Double-Walled Fiberglass | Safe Suction (Euro)
9027011 | 3 |  | 1996-07-01 | no | 1996-07-01 | no | Currently in Use | Gas (Historical Use) | 8000 | Steel-Impressed Current | 1996-05-01 | Double-Walled Fiberglass | Safe Suction (Euro)
9027012 | 1 | [5 empty] | Removed from Ground | Gas (Historical Use) | 3000 | Not Marked/Unknown | 1992-01-01 | Not Marked
9027015 | 1 | [5 empty] | Removed from Ground | Gas (Historical Use) | 1000 | Marked Unknown | 1995-06-05 | Unknown
9027015 | 2 | [5 empty] | Removed from Ground | Gas (Historical Use) | 1000 | Marked Unknown | 1995-06-05 | Unknown
9027015 | 3 | [5 empty] | Removed from Ground | Gas (Historical Use) | 500 | Marked Unknown | 1995-06-05 | Unknown
9027015 | 4 | [5 empty] | Removed from Ground | Gas (Historical Use) | 500 | Marked Unknown | 1995-06-05 | Unknown
9027015 | 5 | [5 empty] | Removed from Ground | Gas (Historical Use) | 500 | Marked Unknown | 1995-06-05 | Unknown
9027016 | 1 | [5 empty] | Removed from Ground | Gas (Historical Use) | 2000 | Bare Steel | 1978-01-01 | Galvanized Steel | Safe Suction (Euro)
9027016 | 2 | [5 empty] | Removed from Ground | Gas (Historical Use) | 2000 | Bare Steel | 1978-01-01 | Galvanized Steel | Safe Suction (Euro)
9027016 | 3 | [5 empty] | Removed from Ground | Gas (Historical Use) | 2000 | Bare Steel | 1978-01-01 | Galvanized Steel | Safe Suction (Euro)
9027016 | 4 | [5 empty] | Removed from Ground | Gas (Historical Use) | 2000 | Bare Steel | 1978-01-01 | Galvanized Steel | Safe Suction (Euro)
9027016 | 5 | [5 empty] | Removed from Ground | Diesel | 2000 | Bare Steel | 1984-01-01 | Galvanized Steel | Safe Suction (Euro)
9027016 | 6 |  |  | yes |  | yes | Removed from Ground | Used Oil | 500 | Not Marked/Unknown |  | Not Marked
9027017 | G1 |  | 1986-07-21 | no | 1998-11-30 | no | Currently in Use | Gas (Historical Use) | 7896 | Composite | 1986-07-21 | Fiberglass Reinforced Plastic | Pressurized
9027017 | G2 |  | 1986-07-21 | no | 1998-11-30 | no | Currently in Use | Gas (Historical Use) | 7896 | Composite | 1986-07-21 | Fiberglass Reinforced Plastic | Pressurized
9027017 | G3 |  | 1986-07-21 | no | 1998-11-30 | no | Currently in Use | Gas (Historical Use) | 7896 | Composite | 1986-07-21 | Fiberglass Reinforced Plastic | Pressurized
9027018 | 1 |  | 1994-10-01 |  | 1994-10-01 |  | Currently in Use | Diesel | 10000 | Epoxy | 1994-10-01 | Galvanized Steel | Safe Suction (Euro)
9027019 | 1 | [5 empty] | Removed from Ground | Empty | 1000 | Not Marked/Unknown | 1975-01-01 | Not Marked
9027019 | 2 | [5 empty] | Removed from Ground | Empty | 1000 | Not Marked/Unknown | 1975-01-01 | Not Marked
9027019 | 3 | [5 empty] | Removed from Ground | Empty | 1000 | Not Marked/Unknown | 1975-01-01 | Not Marked
9027020 | 1RU |  | 1999-01-15 |  | 1999-01-15 |  | Currently in Use | Gas (Historical Use) | 3000 | Steel-Impressed Current | 1982-12-31 | Fiberglass Reinforced Plastic | Safe Suction (Euro)
9027020 | 2SU |  | 1999-01-15 |  | 1999-01-15 |  | Currently in Use | Gas (Historical Use) | 2000 | Steel-Impressed Current | 1982-12-31 | Fiberglass Reinforced Plastic | Safe Suction (Euro)
9027020 | 3DF |  | 1999-01-15 |  | 1999-01-15 |  | Currently in Use | Diesel | 2000 | Steel-Impressed Current | 1982-12-31 | Fiberglass Reinforced Plastic | Safe Suction (Euro)
9027021 | 1 | Flapper Valve | 1998-11-13 |  | 1998-11-13 |  | Currently in Use | Gas (Historical Use) | 4000 | Galvanic (STIP-3) | 1987-01-01 | Steel (Impressed Current) | Safe Suction (Euro)
9027021 | 2 | Flapper Valve | 1998-11-13 |  | 1998-11-13 |  | Currently in Use | Gas (Historical Use) | 4000 | Galvanic (STIP-3) | 1987-01-01 | Steel (Impressed Current) | Safe Suction (Euro)
9027022 | 1 |  | 1999-03-19 |  | 1999-03-19 |  | Temporarily out of use | Gas (Historical Use) | 1000 | Cathodically Protected Steel | 1990-08-01 | Cathodically Protected | Suction (American)
9027022 | 2 | [5 empty] | Temporarily out of use | Gas (Historical Use) | 1000 | Cathodically Protected Steel | 1990-08-01 | Cathodically Protected | Suction (American)
9027023 | 1 | Flapper Valve | 1998-12-17 |  | 1998-12-17 |  | Currently in Use | Gas (Historical Use) | 5000 | Steel-Impressed Current | 1998-12-17 | Fiberglass Reinforced Plastic | Suction (American)
9027023 | 2 | Flapper Valve | 1998-12-17 |  | 1998-12-17 |  | Currently in Use | Gas (Historical Use) | 5000 | Steel-Impressed Current | 1998-12-17 | Fiberglass Reinforced Plastic | Suction (American)
9027024 | 1 | [5 empty] | Temporarily out of use | Gas (Historical Use) | 500 | Bare Steel | 1998-12-28 | Galvanized Steel | Suction (American)
9027024 | 2 | [5 empty] | Temporarily out of use | Gas (Historical Use) | 1010 | Bare Steel | 1998-12-22 | Galvanized Steel | Safe Suction (Euro)
9027026 | DUMMY | [5 empty] | Removed from Ground | Gas (Historical Use) | 0 | Not Marked/Unknown |  | Not Marked
9027027 | 1 |  | 1996-07-01 |  | 1996-07-01 |  | Currently in Use | Gas (Historical Use) | 12000 | Fiberglass | 1996-07-01 | Fiberglass Reinforced Plastic | Pressurized
9027027 | 2 |  | 1996-07-01 |  | 1996-07-01 |  | Currently in Use | Gas (Historical Use) | 10000 | Fiberglass | 1996-07-01 | Fiberglass Reinforced Plastic | Pressurized
9027027 | 3 |  | 1996-07-01 |  | 1996-07-01 |  | Currently in Use | Diesel | 10000 | Fiberglass | 1996-07-01 | Fiberglass Reinforced Plastic | Pressurized
9027027 | 4 |  | 1996-07-01 |  | 1996-07-01 |  | Currently in Use | Kerosene | 2000 | Fiberglass | 1996-07-01 | Fiberglass Reinforced Plastic | Safe Suction (Euro)
9027028 | 1 | [5 empty] | Removed from Ground | Gas (Historical Use) | 3000 | Bare Steel | 1985-01-01 | Galvanized Steel | Safe Suction (Euro)
9027028 | 2 | [5 empty] | Removed from Ground | Gas (Historical Use) | 3000 | Bare Steel | 1985-01-01 | Galvanized Steel | Safe Suction (Euro)
9027028 | 3 | [5 empty] | Removed from Ground | Gas (Historical Use) | 3000 | Bare Steel | 1985-01-01 | Galvanized Steel | Safe Suction (Euro)
9027028 | 4 | [5 empty] | Removed from Ground | Diesel | 3000 | Bare Steel | 1985-01-01 | Galvanized Steel | Safe Suction (Euro)
9027029 | 1 | [5 empty] | Removed from Ground | Gas (Historical Use) | 1000 | Bare Steel | 1950-01-01 | Unknown
9027030 | 1 | [5 empty] | Removed from Ground | Gas (Historical Use) | 550 | Not Marked/Unknown | 1998-12-01 | Not Marked
9027030 | 2 | [5 empty] | Removed from Ground | Gas (Historical Use) | 550 | Not Marked/Unknown | 1998-12-01 | Not Marked
9027030 | 3 |  |  | yes |  | yes | Removed from Ground | Used Oil | 550 | Not Marked/Unknown | 1998-12-01 | Not Marked
9027031 | 1 | Ball Float | 1997-08-01 | no | 1997-08-01 | no | Currently in Use | Regular | 15500 | Composite | 1997-08-01 | Double-Walled Flex | Pressurized
9027031 | 2 | Ball Float | 1997-08-01 | no | 1997-08-01 | no | Currently in Use | Premium | 10000 | Composite | 1997-11-01 | Fiberglass Reinforced Plastic | Pressurized
9027031 | 3 | Ball Float | 1997-08-01 | no | 1997-08-01 | no | Currently in Use | Diesel | 4000 | Composite | 1997-11-01 | Double-Walled Flex | Pressurized
9027031 | 4 | Ball Float | 1997-08-01 | no | 1997-08-01 | no | Currently in Use | Kerosene | 2000 | Composite | 1997-11-01 | Double-Walled Flex | Pressurized
9027032 | 1 |  | 1998-03-01 |  | 1998-03-01 |  | Currently in Use | Gas (Historical Use) | 15000 | Fiberglass | 1998-03-01 | Fiberglass Reinforced Plastic | Pressurized
9027032 | 2 |  | 1998-03-01 |  | 1998-03-01 |  | Currently in Use | Diesel | 10000 | Fiberglass | 1998-03-01 | Fiberglass Reinforced Plastic | Pressurized
9027032 | 3 |  | 1998-03-01 |  | 1998-03-01 |  | Currently in Use | Gas (Historical Use) | 10000 | Fiberglass | 1998-03-01 | Fiberglass Reinforced Plastic | Pressurized
9027033 | 1 | [5 empty] | Removed from Ground | Gas (Historical Use) | 1000 | Marked Unknown |  | Unknown | Safe Suction (Euro)
9027033 | 2 | [5 empty] | Removed from Ground | Diesel | 500 | Marked Unknown |  | Unknown | Safe Suction (Euro)
9027034 | 1 |  | 1997-10-25 |  | 1997-10-25 |  | Currently in Use | Gas (Historical Use) | 3000 | Steel-Impressed Current | 1987-01-01 | Cathodically Protected | Suction (American)
9027034 | 2 |  | 1997-10-25 |  | 1997-10-25 |  | Currently in Use | Gas (Historical Use) | 3000 | Steel-Impressed Current | 1987-01-01 | Cathodically Protected | Suction (American)
9027034 | 3 |  | 1997-10-25 |  | 1997-10-25 |  | Currently in Use | Diesel | 3000 | Steel-Impressed Current | 1987-01-01 | Cathodically Protected | Suction (American)
9027035 | 1 |  | 1996-05-01 |  | 1996-05-01 | yes | Currently in Use | Gas (Historical Use) | 12000 | Epoxy | 1996-05-01 | Fiberglass Reinforced Plastic | Pressurized
9027035 | 2 |  | 1996-05-01 |  | 1996-05-01 | yes | Currently in Use | Gas (Historical Use) | 8000 | Epoxy | 1996-05-01 | Fiberglass Reinforced Plastic | Pressurized
9028001 | 1 | [5 empty] | Removed from Ground | Other | 14000 | Not Marked/Unknown | 1991-08-16 | Not Marked
9028002 | 1 | [5 empty] | Removed from Ground | Diesel | 4000 | Marked Unknown | 1991-12-31 | Unknown
9028002 | 2 | [5 empty] | Removed from Ground | Diesel | 10000 | Marked Unknown | 1991-12-31 | Unknown
9028003 | 1 | [5 empty] | Removed from Ground | Gas (Historical Use) | 2000 | Bare Steel | 1960-01-01 | Galvanized Steel | Safe Suction (Euro)
9028003 | 2 | [5 empty] | Removed from Ground | Gas (Historical Use) | 2000 | Bare Steel | 1960-01-01 | Galvanized Steel | Safe Suction (Euro)
9028003 | 3 | [5 empty] | Removed from Ground | Gas (Historical Use) | 2000 | Bare Steel | 1960-01-01 | Galvanized Steel | Safe Suction (Euro)
9028004 | 1 |  | 1997-12-30 |  | 1997-12-30 |  | Removed from Ground | Diesel | 275 | Cathodically Protected Steel | 1986-01-01 | Double Walled
9028005 | 1 |  | 1998-05-15 |  | 1998-05-15 |  | Removed from Ground | Gas (Historical Use) | 8000 | Cathodically Protected Steel | 1987-05-19 | Fiberglass Reinforced Plastic | Pressurized
9028005 | 2 |  | 1998-05-15 |  | 1998-05-15 |  | Removed from Ground | Gas (Historical Use) | 8000 | Cathodically Protected Steel | 1987-05-19 | Fiberglass Reinforced Plastic | Pressurized
9028005 | 3 |  | 1998-05-15 |  | 1998-05-15 |  | Removed from Ground | Diesel | 6000 | Cathodically Protected Steel | 1987-05-19 | Fiberglass Reinforced Plastic | Pressurized
9028006 | 1 | [5 empty] | Removed from Ground | Gas (Historical Use) | 10000 | Bare Steel | 1980-01-01 | Galvanized Steel
9028008 | 1 |  | 1989-01-01 |  | 1989-01-01 |  | Currently in Use | Gas (Historical Use) | 10000 | Fiberglass | 1989-01-01 | Fiberglass Reinforced Plastic | Pressurized
9028008 | 2 |  | 1989-01-01 |  | 1989-01-01 |  | Currently in Use | Gas (Historical Use) | 10000 | Fiberglass | 1989-01-01 | Fiberglass Reinforced Plastic | Pressurized
9028008 | 3 |  | 1989-01-01 |  | 1989-01-01 |  | Currently in Use | Gas (Historical Use) | 10000 | Fiberglass | 1989-01-01 | Fiberglass Reinforced Plastic | Pressurized
9028008 | 4 |  | 1989-01-01 |  | 1989-01-01 |  | Currently in Use | Gas (Historical Use) | 10000 | Fiberglass | 1989-01-01 | Fiberglass Reinforced Plastic | Pressurized
9028008 | 5 |  | 1989-01-01 |  | 1989-01-01 |  | Temporarily out of use | Kerosene | 4000 | Fiberglass | 1989-01-01 | Fiberglass Reinforced Plastic | Pressurized
9028010 | 1 |  | 1990-11-01 |  | 1994-11-01 |  | Currently in Use | Gas (Historical Use) | 10000 | Epoxy | 1990-11-01 | Fiberglass Reinforced Plastic | Pressurized
9028010 | 2 |  | 1990-11-01 |  | 1994-11-01 |  | Currently in Use | Gas (Historical Use) | 10000 | Epoxy | 1990-11-01 | Fiberglass Reinforced Plastic | Pressurized
9028010 | 3 |  | 1990-11-01 |  | 1994-11-01 |  | Currently in Use | Diesel | 10000 | Epoxy | 1990-11-01 | Fiberglass Reinforced Plastic | Pressurized
9028012 | 1 |  | 1998-12-02 |  | 1998-12-02 |  | Currently in Use | Gas (Historical Use) | 12000 | Galvanic (STIP-3) | 1989-01-01 | Fiberglass Reinforced Plastic | Pressurized
9028012 | 2 |  | 1998-12-02 |  | 1998-12-02 |  | Currently in Use | Gas (Historical Use) | 10000 | Galvanic (STIP-3) | 1989-01-01 | Fiberglass Reinforced Plastic | Pressurized
9028012 | 3 |  | 1998-12-02 |  | 1998-12-02 |  | Currently in Use | Gas (Historical Use) | 10000 | Galvanic (STIP-3) | 1989-01-01 | Fiberglass Reinforced Plastic | Pressurized
9028012 | 4 |  | 1998-12-02 |  | 1998-12-02 |  | Currently in Use | Diesel | 8000 | Galvanic (STIP-3) | 1989-01-01 | Fiberglass Reinforced Plastic | Suction (American)
9028012 | 5 |  | 1998-12-02 |  | 1998-12-02 |  | Currently in Use | Kerosene | 2000 | Galvanic (STIP-3) | 1989-01-01 | Fiberglass Reinforced Plastic | Suction (American)
9028014 | 1 | [5 empty] | Removed from Ground | Gas (Historical Use) | 2000 | Bare Steel | 1981-01-01 | Galvanized Steel
9028014 | 2 |  | 1994-03-04 |  | 1994-03-04 |  | Removed from Ground | Gas (Historical Use) | 2000 | Unknown | 1994-03-04 | Cathodically Protected | Suction (American)
9028015 | 1 |  | 1991-07-28 | yes | 1991-07-28 | yes | Currently in Use | Used Oil | 500 | Fiberglass | 1988-06-01 | Fiberglass Reinforced Plastic | Gravity Fed
9028015 | 2 |  | 1991-07-28 | yes | 1991-07-28 | yes | Currently in Use | Used Oil | 1000 | Fiberglass | 1988-06-01 | Fiberglass Reinforced Plastic | Gravity Fed
9028015 | 3 | [5 empty] | Removed from Ground | Other | 1000 | Fiberglass | 1988-06-01 | Fiberglass Reinforced Plastic | Gravity Fed
9028016 | 1 | [5 empty] | Removed from Ground | Gas (Historical Use) | 10000 | Bare Steel | 1966-01-01 | Galvanized Steel
9028016 | 2 | [5 empty] | Removed from Ground | Diesel | 4000 | Bare Steel | 1985-01-01 | Galvanized Steel
9028017 | 1 | [5 empty] | Removed from Ground | Empty | 1000 | Bare Steel | 1964-01-01 | Galvanized Steel | Suction (American)
9028017 | 2 | [5 empty] | Removed from Ground | Empty | 1000 | Bare Steel | 1964-01-01 | Galvanized Steel | Suction (American)
9028017 | 3 | [5 empty] | Removed from Ground | Empty | 1000 | Bare Steel | 1964-01-01 | Galvanized Steel | Suction (American)
9028018 | 1 |  | 1993-07-16 |  | 1993-07-16 |  | Temporarily out of use | Gas (Historical Use) | 3000 | Cathodically Protected Steel | 1983-06-04 | Cathodically Protected | Safe Suction (Euro)
9028018 | 2 |  | 1993-07-16 |  | 1993-07-16 |  | Temporarily out of use | Gas (Historical Use) | 5000 | Cathodically Protected Steel | 1983-06-04 | Cathodically Protected | Safe Suction (Euro)
9028018 | 3 |  | 1993-07-16 |  | 1993-07-16 |  | Temporarily out of use | Gas (Historical Use) | 6000 | Cathodically Protected Steel | 1983-06-04 | Cathodically Protected | Safe Suction (Euro)
9028019 | 1 | [5 empty] | Removed from Ground | Gas (Historical Use) | 1000 | Bare Steel | 1962-01-01 | Galvanized Steel
9028019 | 2 | [5 empty] | Removed from Ground | Gas (Historical Use) | 1000 | Bare Steel | 1962-01-01 | Galvanized Steel
9028019 | 3 |  | 1990-09-28 |  | 1990-09-28 |  | Currently in Use | Gas (Historical Use) | 8000 | Galvanic (STIP-3) | 1990-09-28 | Fiberglass Reinforced Plastic | Pressurized
9028019 | 4 |  | 1990-09-28 |  | 1990-09-28 |  | Currently in Use | Gas (Historical Use) | 6000 | Galvanic (STIP-3) | 1990-09-28 | Fiberglass Reinforced Plastic | Pressurized
9028019 | 5 |  | 1990-09-28 |  | 1990-09-28 |  | Currently in Use | Diesel | 6000 | Galvanic (STIP-3) | 1990-09-28 | Fiberglass Reinforced Plastic | Pressurized
9028021 | 1 | Ball Float | 1992-05-01 |  | 1992-05-01 |  | Currently in Use | Gas (Historical Use) | 10000 | Galvanic (STIP-3) | 1992-05-01 | Fiberglass Reinforced Plastic | Pressurized
9028021 | 2 | Ball Float | 1992-05-01 |  | 1992-05-01 |  | Currently in Use | Gas (Historical Use) | 8000 | Galvanic (STIP-3) | 1992-05-01 | Fiberglass Reinforced Plastic | Pressurized
9028021 | 3 | Ball Float | 1992-05-01 |  | 1992-05-01 |  | Currently in Use | Diesel | 8000 | Galvanic (STIP-3) | 1992-05-01 | Fiberglass Reinforced Plastic | Pressurized
9028021 | 4 | Ball Float | 1992-05-01 |  | 1992-05-01 |  | Currently in Use | Diesel | 6000 | Galvanic (STIP-3) | 1992-05-01 | Fiberglass Reinforced Plastic | Pressurized
9028021 | 5 | Ball Float | 1992-05-01 |  | 1992-05-01 |  | Currently in Use | Diesel | 2000 | Galvanic (STIP-3) | 1992-05-01 | Fiberglass Reinforced Plastic | Safe Suction (Euro)
9028024 | 1 | [5 empty] | Removed from Ground | Gas (Historical Use) | 8000 | Cathodically Protected Steel | 1987-01-01 | Galvanized Steel | Safe Suction (Euro)
9028024 | 2 | [5 empty] | Removed from Ground | Gas (Historical Use) | 6000 | Cathodically Protected Steel | 1987-01-01 | Galvanized Steel | Safe Suction (Euro)
9028024 | 3 | [5 empty] | Removed from Ground | Gas (Historical Use) | 3000 | Cathodically Protected Steel | 1987-01-01 | Galvanized Steel | Safe Suction (Euro)
9028025 | 1 | [5 empty] | Removed from Ground | Diesel | 500 | Not Marked/Unknown | 1993-03-23 | Not Marked
9028026 | 1 | Ball Float | 1987-05-01 | no | 1987-05-01 | no | Currently in Use | Diesel | 6000 | Steel-Impressed Current | 1987-05-20 | Fiberglass Reinforced Plastic | Pressurized
9028026 | 2 | Ball Float | 1987-05-01 | no | 1987-05-01 | no | Currently in Use | Premium | 8000 | Steel-Impressed Current | 1987-05-20 | Fiberglass Reinforced Plastic | Pressurized
9028026 | 3 |  | 1987-05-01 | no | 1987-05-01 | no | Currently in Use | Regular | 8000 | Steel-Impressed Current | 1987-05-20 | Fiberglass Reinforced Plastic | Pressurized
9028027 | 1 |  | 1998-07-01 |  | 1988-10-15 |  | Currently in Use | Gas (Historical Use) | 3000 | Fiberglass | 1988-10-15 | Fiberglass Reinforced Plastic | Safe Suction (Euro)
9028027 | 2 |  | 1998-07-01 |  | 1998-10-15 |  | Currently in Use | Diesel | 1000 | Fiberglass | 1988-10-15 | Fiberglass Reinforced Plastic | Safe Suction (Euro)
9028028 | 1 | Ball Float | 1997-05-15 |  | 1997-05-15 |  | Currently in Use | Gas (Historical Use) | 7500 | Steel-Impressed Current | 1984-01-01 | Steel (Impressed Current) | Pressurized
9028028 | 2 | Ball Float | 1997-05-15 |  | 1997-05-15 |  | Currently in Use | Gas (Historical Use) | 7500 | Steel-Impressed Current | 1984-01-01 | Steel (Impressed Current) | Pressurized
9028028 | 3 | Ball Float | 1997-05-15 |  | 1997-05-15 |  | Currently in Use | Gas (Historical Use) | 7500 | Steel-Impressed Current | 1984-01-01 | Steel (Impressed Current) | Pressurized
9028028 | 4 | Flapper Valve | 1997-05-15 |  | 1997-05-15 |  | Currently in Use | Diesel | 7500 | Steel-Impressed Current | 1984-01-01 | Steel (Impressed Current) | Pressurized
9028028 | 5 | Flapper Valve | 1997-05-15 |  | 1997-05-15 |  | Currently in Use | Kerosene | 3000 | Steel-Impressed Current | 1984-01-01 | Steel (Impressed Current) | Pressurized
9028029 | 1 |  | 1987-07-01 |  | 1987-07-01 |  | Removed from Ground | Gas (Historical Use) | 12000 | Steel-Impressed Current | 1987-07-12 | Steel (Impressed Current) | Pressurized
9028029 | 2 |  | 1995-06-01 |  | 1995-06-01 |  | Removed from Ground | Diesel | 10000 | Steel-Impressed Current | 1991-12-05 | Steel (Impressed Current) | Pressurized
9028029 | 3 |  |  | yes | 1995-06-01 | yes | Removed from Ground | Used Oil | 500 | Bare Steel | 1992-03-30 | Not Marked | Gravity Fed
9028030 | 1 |  | 1993-05-24 | no | 1993-05-24 | no | Removed from Ground |  | 10000 | Composite | 2010-09-15 | Fiberglass Reinforced Plastic | Pressurized
9028030 | 2 |  | 1993-05-24 | no | 1993-05-24 | no | Removed from Ground |  | 8000 | Composite | 2010-09-15 | Fiberglass Reinforced Plastic | Pressurized
9028030 | 3 |  | 1993-05-24 | no | 1993-05-24 | no | Removed from Ground | Diesel | 8000 | Composite | 2010-09-15 | Fiberglass Reinforced Plastic | Pressurized
9028030 | 4 |  | 1993-05-24 | no | 1993-05-24 | no | Removed from Ground | Diesel | 4000 | Composite | 2010-09-15 | Fiberglass Reinforced Plastic | Pressurized
9028031 | 4901 | Ball Float | 1999-04-01 | no | 1999-04-01 | no | Currently in Use | Regular | 6110 | Steel-Impressed Current | 1986-05-01 | Double-Walled Flex | Pressurized
9028031 | 4902 | Ball Float | 1999-04-01 | no | 1999-04-01 | no | Currently in Use | Regular | 6110 | Steel-Impressed Current | 1986-05-01 | Double-Walled Flex | Pressurized
9028031 | 4903 | Ball Float | 1999-04-01 | no | 1999-04-01 | no | Currently in Use | Premium | 6110 | Steel-Impressed Current | 1986-05-01 | Double-Walled Flex | Pressurized
9028031 | 4904 |  | 1999-04-01 | no | 1999-04-01 | no | Currently in Use | Diesel On Road | 6110 | Steel-Impressed Current | 1986-05-01 | Double-Walled Flex | Pressurized
9028031 | 4905 | Ball Float | 1999-04-01 | no | 1999-04-01 | no | Currently in Use | Diesel Off Road | 1000 | Steel-Impressed Current | 1986-05-01 | Double-Walled Flex | Pressurized
9028032 | 1UL |  | 1993-11-01 |  | 1993-11-01 |  | Removed from Ground | Gas (Historical Use) | 6000 | Bare Steel | 1977-01-01 | Galvanized Steel | Pressurized
9028032 | 2+ |  | 1993-11-01 |  | 1993-11-01 |  | Removed from Ground | Gas (Historical Use) | 6000 | Bare Steel | 1977-01-01 | Galvanized Steel | Pressurized
9028032 | 3S |  | 1993-11-01 |  | 1993-11-01 |  | Removed from Ground | Gas (Historical Use) | 6000 | Cathodically Protected Steel | 1983-04-01 | Galvanized Steel | Pressurized
9028032 | 4D |  | 1993-11-01 |  | 1993-11-01 |  | Removed from Ground | Diesel | 6000 | Cathodically Protected Steel | 1983-04-01 | Galvanized Steel | Pressurized
9028032 | 5K |  | 1993-11-01 |  | 1993-11-01 |  | Removed from Ground | Kerosene | 2000 | Bare Steel | 1983-04-01 | Galvanized Steel | Suction (American)
9028032 | 6 | [5 empty] | Removed from Ground | Diesel | 2000 | Bare Steel | 1999-11-11 | Bare Steel
9028033 | 1 | [5 empty] | Removed from Ground | Gas (Historical Use) | 3000 | Bare Steel | 1965-01-01 | Galvanized Steel | Suction (American)
9028033 | 2 | [5 empty] | Removed from Ground | Gas (Historical Use) | 3000 | Bare Steel | 1965-01-01 | Galvanized Steel | Suction (American)
9028033 | 3 | [5 empty] | Removed from Ground | Kerosene | 2000 | Bare Steel | 1965-01-01 | Galvanized Steel | Suction (American)
9028034 | 1 | [5 empty] | Removed from Ground | Diesel | 1000 | Not Marked/Unknown | 1992-11-01 | Not Marked
9028034 | 2 | [5 empty] | Removed from Ground | Gas (Historical Use) | 1000 | Not Marked/Unknown | 1992-11-01 | Not Marked
9028036 | 1 | [5 empty] | Removed from Ground | Propane | 550 | Not Marked/Unknown | 1992-12-01 | Not Marked
9028037 | 1 | [5 empty] | Removed from Ground | Other | 5000 | Not Marked/Unknown | 1992-01-01 | Not Marked
9028037 | 2 | [5 empty] | Removed from Ground | Other | 10000 | Not Marked/Unknown | 1992-01-01 | Not Marked
9028039 | 1 | [5 empty] | Removed from Ground | Other | 1000 | Not Marked/Unknown | 1994-08-08 | Not Marked
9028040 | 1 | [5 empty] | Removed from Ground | Gas (Historical Use) | 550 | Bare Steel | 1994-07-16 | Bare Steel | Suction (American)
9028040 | 2 | [5 empty] | Removed from Ground | Gas (Historical Use) | 550 | Bare Steel | 1994-07-16 | Bare Steel | Suction (American)
9028041 | 1 |  | 1994-05-19 |  | 1994-05-19 |  | Removed from Ground | Diesel | 10000 | Composite | 1994-05-19 | Secondary Containment | Safe Suction (Euro)
9028042 | 2 |  | 2003-02-15 | no | 2003-02-15 | no | Currently in Use | Gas (Historical Use) | 12000 | Epoxy | 2003-02-15 | Fiberglass Reinforced Plastic | Pressurized
9028042 | ULL1614385 |  | 1991-03-04 |  | 1991-03-04 |  | Removed from Ground | Gas (Historical Use) | 10000 | Galvanic (STIP-3) | 1991-03-04 | Fiberglass Reinforced Plastic | Gravity Fed
9028043 | 1 | [5 empty] | Removed from Ground | Empty | 1000 | Not Marked/Unknown | 1995-05-01 | Unknown
9028043 | 2 | [5 empty] | Removed from Ground | Empty | 1000 | Not Marked/Unknown | 1995-05-01 | Unknown
9028044 | 1 | [5 empty] | Removed from Ground | Gas (Historical Use) | 3000 | Not Marked/Unknown | 1995-07-05 | Unknown
9028044 | 2 | [5 empty] | Removed from Ground | Gas (Historical Use) | 3000 | Not Marked/Unknown | 1995-07-05 | Unknown
9028044 | 3 | [5 empty] | Removed from Ground | Gas (Historical Use) | 4000 | Not Marked/Unknown | 1995-07-05 | Unknown
9028044 | 4 | [5 empty] | Removed from Ground | Other | 550 | Marked Unknown | 1995-07-05 | Unknown
9028046 | 1 |  | 1998-01-01 |  | 1998-01-01 |  | Currently in Use | Kerosene | 1000 | Steel-Impressed Current | 1983-05-06 | Fiberglass Reinforced Plastic | Safe Suction (Euro)
9028047 | 1 | Ball Float | 1994-11-01 |  | 1994-11-01 |  | Currently in Use | Gas (Historical Use) | 12000 | Epoxy | 1994-11-07 | Double-Walled Fiberglass | Pressurized
9028047 | 2A | Ball Float | 1994-11-01 |  | 1994-11-01 |  | Currently in Use | Gas (Historical Use) | 6000 | Epoxy | 1994-11-07 | Double-Walled Fiberglass | Pressurized
9028047 | 2B | Ball Float | 1994-11-01 |  | 1994-11-01 |  | Currently in Use | Gas (Historical Use) | 6000 | Epoxy | 1994-11-07 | Double-Walled Fiberglass | Pressurized
9028047 | 3A | Ball Float | 1994-11-01 |  | 1994-11-01 |  | Currently in Use | Diesel | 10000 | Epoxy | 1994-11-07 | Double-Walled Fiberglass | Pressurized
9028047 | 3B | Ball Float | 1994-11-01 |  | 1994-11-01 |  | Currently in Use | Diesel | 2000 | Epoxy | 1994-11-07 | Double-Walled Fiberglass | Safe Suction (Euro)
9028048 | 1 | Flapper Valve | 1988-11-01 |  | 1988-11-01 |  | Temporarily out of use | Gas (Historical Use) | 10000 | Galvanic (STIP-3) | 1988-11-01 | Fiberglass Reinforced Plastic | Pressurized
9028048 | 2 | Flapper Valve | 1988-11-01 |  | 1988-11-01 |  | Temporarily out of use | Gas (Historical Use) | 10000 | Galvanic (STIP-3) | 1988-11-01 | Fiberglass Reinforced Plastic | Pressurized
9028048 | 3 | Flapper Valve | 1988-11-01 |  | 1988-11-01 |  | Temporarily out of use | Diesel | 10000 | Galvanic (STIP-3) | 1988-11-01 | Fiberglass Reinforced Plastic | Pressurized
9028049 | 1 |  | 1991-06-26 |  | 1991-06-26 |  | Removed from Ground | Diesel | 8000 | Cathodically Protected Steel | 1991-06-26 | Fiberglass Reinforced Plastic | Pressurized
9028049 | 2 |  | 1991-06-26 |  | 1991-06-26 |  | Removed from Ground | Gas (Historical Use) | 8000 | Cathodically Protected Steel | 1991-06-26 | Fiberglass Reinforced Plastic | Pressurized
9028049 | 3 |  | 1991-06-26 |  | 1991-06-26 |  | Removed from Ground | Gas (Historical Use) | 8000 | Cathodically Protected Steel | 1991-06-26 | Fiberglass Reinforced Plastic | Pressurized
9028050 | 1 |  | 1999-06-01 |  | 1999-06-01 |  | Currently in Use | Gas (Historical Use) | 8000 | Fiberglass Double Walled | 1989-01-31 | Double-Walled Flex | Pressurized
9028050 | 2 |  | 1999-06-01 |  | 1999-06-01 |  | Currently in Use | Gas (Historical Use) | 8000 | Fiberglass Double Walled | 1989-01-31 | Double-Walled Flex | Pressurized
9028050 | 3 |  | 1999-06-01 |  | 1999-06-01 |  | Currently in Use | Gas (Historical Use) | 8000 | Fiberglass Double Walled | 1989-01-31 | Double-Walled Flex | Pressurized
9028050 | 4 |  | 1989-01-31 |  | 1989-01-31 |  | Currently in Use | Diesel | 10000 | Galvanic (STIP-3) | 1974-07-01 | Double-Walled Flex | Pressurized
9028050 | 5 |  | 1989-01-31 |  | 1989-01-31 |  | Temporarily out of use | Kerosene | 10000 | Galvanic (STIP-3) | 1974-07-01 | Double-Walled Flex | Pressurized
9028051 | 1 | Ball Float | 1994-01-01 |  | 1989-01-01 |  | Temporarily out of use | Diesel | 12000 | Epoxy | 1990-01-01 | Fiberglass Reinforced Plastic | Pressurized
9028051 | 2 | Ball Float | 1994-01-01 |  | 1989-01-01 |  | Temporarily out of use | Gas (Historical Use) | 15000 | Epoxy | 1990-01-01 | Fiberglass Reinforced Plastic | Pressurized
9028051 | 3 | Ball Float | 1994-01-01 |  | 1989-01-01 |  | Temporarily out of use | Gas (Historical Use) | 15000 | Epoxy | 1990-01-01 | Fiberglass Reinforced Plastic | Pressurized
9028052 | 1 | Flapper Valve | 1995-08-01 |  | 1995-08-01 |  | Currently in Use | Gas (Historical Use) | 10000 | Cathodically Protected Steel | 1990-04-01 | Steel (Impressed Current) | Pressurized
9028052 | 2 | [5 empty] | Removed from Ground | Gas (Historical Use) | 500 | Bare Steel | 1966-05-10 | Galvanized Steel
9028052 | 3 | [5 empty] | Removed from Ground | Gas (Historical Use) | 1000 | Bare Steel | 1966-05-10 | Galvanized Steel
9028052 | 4 | [5 empty] | Removed from Ground | Gas (Historical Use) | 1000 | Bare Steel | 1966-05-10 | Galvanized Steel
9028052 | 5 | [5 empty] | Removed from Ground | Gas (Historical Use) | 1000 | Bare Steel | 1966-05-10 | Galvanized Steel
9028053 | 1 |  | 1986-06-01 |  | 1986-06-01 |  | Currently in Use | Gas (Historical Use) | 8000 | Fiberglass | 1986-06-01 | Fiberglass Reinforced Plastic | Pressurized
9028053 | 2 |  | 1986-06-01 |  | 1986-06-01 |  | Currently in Use | Gas (Historical Use) | 8000 | Fiberglass | 1986-06-01 | Fiberglass Reinforced Plastic | Pressurized
9028053 | 3 |  | 1986-06-01 |  | 1986-06-01 |  | Currently in Use | Gas (Historical Use) | 8000 | Fiberglass | 1986-06-01 | Fiberglass Reinforced Plastic | Pressurized
9028053 | 4 |  | 1986-06-01 |  | 1986-06-01 |  | Currently in Use | Diesel | 8000 | Fiberglass | 1986-06-01 | Fiberglass Reinforced Plastic | Pressurized
9028054 | 1 | [5 empty] | Closed in Ground | Empty | 4000 | Bare Steel | 1987-06-01 | Galvanized Steel | Suction (American)
9028055 | 1 |  | 1997-02-02 |  | 1997-02-02 |  | Currently in Use | Gas (Historical Use) | 3000 | Galvanic (STIP-3) | 1978-01-01 | Galvanized Steel | Suction (American)
9028055 | 2 |  | 1997-02-02 |  | 1997-02-02 |  | Currently in Use | Gas (Historical Use) | 2000 | Galvanic (STIP-3) | 1978-01-01 | Galvanized Steel | Suction (American)
9028055 | 3 |  | 1997-02-02 |  | 1997-02-02 |  | Currently in Use | Gas (Historical Use) | 2000 | Galvanic (STIP-3) | 1978-01-01 | Galvanized Steel | Suction (American)
9028056 | 1 | [5 empty] | Removed from Ground | Empty | 500 | Marked Unknown | 1975-01-01 | Galvanized Steel | Safe Suction (Euro)
9028056 | D | [5 empty] | Removed from Ground | Empty | 1000 | Marked Unknown | 1975-01-01 | Galvanized Steel | Safe Suction (Euro)
9028056 | K-1 | [5 empty] | Removed from Ground | Kerosene | 1000 | Marked Unknown | 1975-01-01 | Galvanized Steel | Safe Suction (Euro)
9028056 | PU |  | 1997-08-01 |  | 1993-08-17 |  | Removed from Ground | Gas (Historical Use) | 8000 | Galvanic (STIP-3) | 1988-03-01 | Galvanized Steel | Pressurized
9028056 | RU |  | 1997-08-01 |  | 1993-08-17 |  | Removed from Ground | Gas (Historical Use) | 10000 | Galvanic (STIP-3) | 1988-03-01 | Galvanized Steel | Pressurized
9028056 | RU+ |  | 1997-08-01 |  | 1993-08-01 |  | Removed from Ground | Gas (Historical Use) | 8000 | Galvanic (STIP-3) | 1988-03-01 | Galvanized Steel | Pressurized
9028057 | 1 | [5 empty] | Removed from Ground | Diesel | 3000 | Bare Steel | 2004-01-16 | Galvanized Steel | Suction (American)
9028058 | 1 |  |  | yes | 1996-06-01 | yes | Removed from Ground | Used Oil | 550 | Cathodically Protected Steel | 1987-01-01 | Cathodically Protected | Gravity Fed
9028059 | 32 |  | 1991-01-01 |  | 1991-01-01 | yes | Removed from Ground | Diesel | 12000 | Double Walled | 1991-01-01 | Double-Walled Fiberglass | Pressurized
9028060 | 10 | Flapper Valve | 1989-01-01 |  | 1989-01-01 |  | Currently in Use | Diesel | 12000 | Fiberglass | 1989-01-01 | Fiberglass Reinforced Plastic | Pressurized
9028060 | 14 | Ball Float | 1989-01-01 |  | 1989-01-01 |  | Currently in Use | Gas (Historical Use) | 12000 | Fiberglass | 1989-01-01 | Fiberglass Reinforced Plastic | Pressurized
9028060 | 15 | Flapper Valve | 1989-01-01 |  | 1989-01-01 |  | Currently in Use | Diesel | 12000 | Fiberglass | 1989-01-01 | Fiberglass Reinforced Plastic | Pressurized
9028060 | 16 |  | 1989-01-01 | yes | 1989-01-01 | yes | Removed from Ground | Used Oil | 4000 | Fiberglass | 1989-01-01 | Fiberglass Reinforced Plastic | Gravity Fed
9028060 | 17 |  | 1989-01-01 |  | 1989-01-01 |  | Removed from Ground | Other | 4000 | Fiberglass | 1989-01-01 | Fiberglass Reinforced Plastic | Gravity Fed
9028061 | 1 |  | 1998-11-12 |  | 1998-11-12 |  | Removed from Ground | Gas (Historical Use) | 6000 | Fiberglass | 1979-05-07 | Fiberglass Reinforced Plastic | Pressurized
9028061 | 2 |  | 1998-11-12 |  | 1998-11-12 |  | Removed from Ground | Gas (Historical Use) | 8000 | Fiberglass | 1979-05-07 | Fiberglass Reinforced Plastic | Pressurized
9028061 | 3 |  | 1998-11-12 |  | 1998-11-12 |  | Removed from Ground | Gas (Historical Use) | 5000 | Fiberglass | 1979-05-07 | Fiberglass Reinforced Plastic | Pressurized
9028061 | 4 |  | 1998-11-12 |  | 1998-11-12 |  | Currently in Use | Gas (Historical Use) | 12000 | Composite | 1998-11-12 | Fiberglass Reinforced Plastic | Pressurized
9028061 | 5 |  | 1998-11-12 |  | 1998-11-12 |  | Currently in Use | Gas (Historical Use) | 8000 | Composite | 1998-11-12 | Fiberglass Reinforced Plastic | Pressurized
9028062 | 1 | Ball Float | 1995-06-14 |  | 1995-06-14 |  | Currently in Use | Gas (Historical Use) | 12000 | Composite | 1995-06-14 | Double-Walled Fiberglass | Pressurized
9028062 | 2 | Ball Float | 1995-06-14 |  | 1995-06-14 |  | Currently in Use | Gas (Historical Use) | 10000 | Composite | 1995-06-14 | Double-Walled Fiberglass | Pressurized
9028062 | 3 | Ball Float | 1995-06-14 |  | 1995-06-14 |  | Currently in Use | Gas (Historical Use) | 10000 | Composite | 1995-06-14 | Double-Walled Fiberglass | Pressurized
9028062 | 4 | Ball Float | 1995-06-14 |  | 1995-06-14 |  | Currently in Use | Diesel | 10000 | Composite | 1995-06-14 | Double-Walled Fiberglass | Pressurized
9028063 | 120303 |  | 1998-12-09 |  | 1998-12-09 |  | Removed from Ground | Gas (Historical Use) | 6000 | Steel-Impressed Current | 1976-01-01 | Steel (Impressed Current) | Suction (American)
9028063 | SUP-03 |  | 1998-12-09 |  | 1998-12-09 |  | Removed from Ground | Gas (Historical Use) | 3000 | Steel-Impressed Current | 1976-01-01 | Steel (Impressed Current) | Safe Suction (Euro)
9028063 | UNL-02 |  | 1998-12-09 |  | 1998-12-09 |  | Removed from Ground | Gas (Historical Use) | 6000 | Steel-Impressed Current | 1976-01-01 | Steel (Impressed Current) | Safe Suction (Euro)
9028066 | 1 |  | 1995-09-01 |  | 1995-09-01 |  | Currently in Use | Diesel | 12000 | Fiberglass | 1995-09-01 | Fiberglass Reinforced Plastic | Pressurized
9028067 | 1 | [5 empty] | Removed from Ground | Gas (Historical Use) | 10000 | Marked Unknown | 1980-05-01 | Unknown
9028067 | 2 |  |  | yes |  | yes | Removed from Ground | Used Oil | 1000 | Marked Unknown | 1995-12-07 | Unknown
9028067 | 3 | [5 empty] | Removed from Ground | Gas (Historical Use) | 1000 | Marked Unknown | 1995-12-07 | Unknown
9028068 | 1 | [5 empty] | Removed from Ground | Diesel | 3000 | Bare Steel | 1995-03-14 | Galvanized Steel | Safe Suction (Euro)
9028069 | 1 |  | 1995-09-01 |  | 1995-09-01 |  | Removed from Ground | Gas (Historical Use) | 6000 | Steel-Impressed Current | 1990-01-01 | Double Walled
9028069 | 2 |  | 1995-09-01 |  | 1995-09-01 |  | Removed from Ground | Gas (Historical Use) | 6000 | Galvanic (STIP-3) | 1990-01-01 | Double Walled
9028069 | 3 |  | 1995-09-01 |  | 1995-09-01 |  | Removed from Ground | Gas (Historical Use) | 6000 | Galvanic (STIP-3) | 1990-01-01 | Double Walled
9028069 | 4 |  | 1995-09-01 |  | 1995-09-01 |  | Removed from Ground | Diesel | 6000 | Galvanic (STIP-3) | 1990-01-01 | Double Walled
9028070 | 1 |  | 1995-03-01 |  | 1995-03-01 |  | Currently in Use | Gas (Historical Use) | 10000 | Epoxy | 1995-08-01 | Double Walled
9028070 | 2 |  | 1995-03-01 |  | 1995-03-01 |  | Currently in Use | Gas (Historical Use) | 10000 | Epoxy | 1995-08-01 | Double Walled
9028070 | 3 |  | 1995-03-01 |  | 1995-03-01 |  | Currently in Use | Diesel | 10000 | Epoxy | 1995-08-01 | Double Walled
9028070 | 4 |  | 1995-03-01 |  | 1995-03-01 |  | Temporarily out of use | Kerosene | 2000 | Epoxy | 1995-08-01 | Double Walled
9028071 | 1 | [5 empty] | Removed from Ground | Gas (Historical Use) | 10000 | Bare Steel | 1998-11-13 | Galvanized Steel | Pressurized
9028071 | 2 | [5 empty] | Removed from Ground | Gas (Historical Use) | 10000 | Bare Steel | 1998-11-13 | Galvanized Steel | Pressurized
9028071 | 3 | [5 empty] | Removed from Ground | Gas (Historical Use) | 10000 | Bare Steel | 1998-11-13 | Galvanized Steel | Pressurized
9028071 | 4 | [5 empty] | Removed from Ground | Diesel | 2000 | Bare Steel | 1998-11-13 | Galvanized Steel | Safe Suction (Euro)
9028073 | 1 |  | 1989-01-01 |  | 1989-01-01 |  | Temporarily out of use | Gas (Historical Use) | 10000 | Fiberglass | 1989-12-01 | Fiberglass Reinforced Plastic | Pressurized
9028073 | 2 |  | 1989-01-01 |  | 1989-01-01 |  | Temporarily out of use | Gas (Historical Use) | 10000 | Fiberglass | 1989-12-01 | Fiberglass Reinforced Plastic | Pressurized
9028073 | 3 |  | 1989-01-01 |  | 1989-01-01 |  | Temporarily out of use | Gas (Historical Use) | 10000 | Fiberglass | 1989-12-01 | Fiberglass Reinforced Plastic | Pressurized
9028075 | 1 |  | 1996-05-01 | no | 1996-05-01 | no | Currently in Use | Gas (Historical Use) | 6000 | Steel-Impressed Current | 1996-05-01 |  | Pressurized
9028075 | 2 |  | 1996-05-01 | no | 1996-05-01 | no | Currently in Use | Gas (Historical Use) | 6000 | Steel-Impressed Current | 1996-05-01 | Cathodically Protected | Pressurized
9028075 | 3 |  | 1996-05-01 | no | 1996-05-01 | no | Currently in Use | Gas (Historical Use) | 3000 | Steel-Impressed Current | 1996-05-01 | Cathodically Protected | Pressurized
9028075 | 4 |  | 1996-05-01 | no | 1996-05-01 | no | Temporarily out of use | Gas (Historical Use) | 3000 | Steel-Impressed Current | 1996-05-01 | Cathodically Protected | Pressurized
9028078 | 1 |  | 1996-01-01 |  | 1996-01-01 |  | Removed from Ground | Gas (Historical Use) | 10000 | Cathodically Protected Steel | 1999-06-04 | Cathodically Protected | Pressurized
9028078 | 2 |  | 1996-01-01 |  | 1996-01-01 |  | Removed from Ground | Diesel | 10000 | Cathodically Protected Steel | 1999-06-04 | Cathodically Protected | Pressurized
9028078 | 3 |  | 1996-01-01 |  | 1996-01-01 |  | Removed from Ground | Gas (Historical Use) | 10000 | Cathodically Protected Steel | 1999-06-04 | Cathodically Protected | Pressurized
9028078 | 4 |  | 1996-01-01 |  | 1996-01-01 |  | Removed from Ground | Gas (Historical Use) | 8000 | Cathodically Protected Steel | 1999-06-04 | Cathodically Protected | Pressurized
9028079 | 1 |  |  | yes |  | yes | Removed from Ground | Used Oil | 550 | Double Walled | 1989-05-15 | Double Walled | Gravity Fed
9028080 | 1 | [5 empty] | Removed from Ground | Gas (Historical Use) | 500 | Not Marked/Unknown | 1998-06-16 | Not Marked
9028080 | 2 | [5 empty] | Removed from Ground | Diesel | 3000 | Not Marked/Unknown | 1998-10-11 | Not Marked
9028080 | 3 | [5 empty] | Removed from Ground | Diesel | 3000 | Not Marked/Unknown | 1998-10-11 | Not Marked
9028080 | 4 | [5 empty] | Removed from Ground | Gas (Historical Use) | 1000 | Not Marked/Unknown | 1996-07-01 | Not Marked
9028080 | 5 |  | 1998-10-20 |  | 1998-10-20 |  | Currently in Use | Diesel | 1000 | Epoxy | 1998-10-30 | Fiberglass Reinforced Plastic | Suction (American)
9028080 | 6 |  | 1998-10-20 |  | 1998-10-20 |  | Currently in Use | Gas (Historical Use) | 3000 | Epoxy | 1998-10-30 | Fiberglass Reinforced Plastic | Suction (American)
9028081 | 1 |  | 1995-12-07 | no | 1995-12-07 | no | Currently in Use | Regular | 12000 | Fiberglass | 1995-12-07 | Fiberglass Reinforced Plastic | Pressurized
9028081 | 2 | Ball Float | 1995-12-07 | no | 1995-12-07 | no | Currently in Use | Premium | 12000 | Fiberglass | 1995-12-07 | Fiberglass Reinforced Plastic | Pressurized
9028082 | 1 |  | 1997-05-01 |  | 1997-05-01 |  | Temporarily out of use | Gas (Historical Use) | 4000 | Steel-Impressed Current | 1999-04-14 | Fiberglass Reinforced Plastic | Suction (American)
9028082 | 2 |  | 1997-05-01 |  | 1997-05-01 |  | Temporarily out of use | Gas (Historical Use) | 4000 | Steel-Impressed Current | 1999-04-14 | Fiberglass Reinforced Plastic | Suction (American)
9028082 | 3 |  | 1997-05-01 |  | 1997-05-01 |  | Temporarily out of use | Gas (Historical Use) | 4000 | Steel-Impressed Current | 1999-04-14 | Fiberglass Reinforced Plastic | Suction (American)
9028082 | 4 |  | 1999-04-01 |  | 1999-04-01 |  | Temporarily out of use | Kerosene | 550 | Steel-Impressed Current | 1999-04-16 | Cathodically Protected | Suction (American)
9028083 | 1 | Ball Float | 1996-10-15 |  | 1996-10-15 |  | Currently in Use | Gas (Historical Use) | 12000 | Fiberglass Double Walled | 1996-10-15 | Fiberglass Reinforced Plastic | Pressurized
9028083 | 2 | Ball Float | 1996-10-15 |  | 1996-10-15 |  | Currently in Use | Gas (Historical Use) | 12000 | Fiberglass Double Walled | 1996-10-15 | Fiberglass Reinforced Plastic | Pressurized
9028083 | 3 | Ball Float | 1996-10-15 |  | 1996-10-15 |  | Currently in Use | Diesel | 10000 | Fiberglass Double Walled | 1996-10-15 | Fiberglass Reinforced Plastic | Pressurized
9028083 | 4 | Ball Float | 1996-10-15 |  | 1996-10-15 |  | Currently in Use | Kerosene | 2000 | Fiberglass Double Walled | 1996-10-15 | Fiberglass Reinforced Plastic | Safe Suction (Euro)
9028083 | 5 | [5 empty] | Removed from Ground | Gas (Historical Use) | 10000 | Bare Steel | 1975-04-14 | Galvanized Steel
9028083 | 6 | [5 empty] | Removed from Ground | Gas (Historical Use) | 10000 | Bare Steel | 1975-04-14 | Galvanized Steel
9028083 | 7 | [5 empty] | Removed from Ground | Gas (Historical Use) | 6000 | Bare Steel | 1975-04-14 | Galvanized Steel
9028083 | 8A | Ball Float | 2015-06-01 | no | 2015-06-01 | no | Currently in Use | Gas (Historical Use) | 12000 | Fiberglass Double Walled | 2015-06-01 | Double-Walled Flex | Pressurized
9028083 | 8B |  | 2015-06-01 | no | 2015-06-01 | no | Currently in Use | Diesel | 3000 | Fiberglass Double Walled | 2015-06-01 | Double-Walled Flex | Pressurized
9028084 | 1 | Ball Float | 1996-09-01 | no | 1996-09-01 | no | Currently in Use | Gas (Historical Use) | 15000 | Composite | 1996-09-01 | Fiberglass Reinforced Plastic | Pressurized
9028084 | 2 | Ball Float | 1996-09-01 |  | 1996-09-01 |  | Currently in Use | Gas (Historical Use) | 12000 | Composite | 1996-09-01 | Fiberglass Reinforced Plastic | Pressurized
9028085 | 718443 | Overfill Alarm | 1997-07-29 |  | 1997-07-29 |  | Currently in Use | Gas (Historical Use) | 10000 | Fiberglass Double Walled | 1997-06-25 | Fiberglass Reinforced Plastic | Pressurized
9028085 | 728174 | Overfill Alarm | 1997-07-29 |  | 1997-07-29 |  | Currently in Use | Gas (Historical Use) | 10000 | Fiberglass Double Walled | 1997-06-25 | Fiberglass Reinforced Plastic | Pressurized
9028085 | UL-718444 | Overfill Alarm | 1997-07-29 |  | 1997-07-29 |  | Currently in Use | Gas (Historical Use) | 10000 | Fiberglass Double Walled | 1997-06-25 | Fiberglass Reinforced Plastic | Pressurized
9028087 | 1 |  | 1998-12-21 |  | 1998-12-21 |  | Currently in Use | Diesel | 6000 | Fiberglass | 1985-01-01 | Fiberglass Reinforced Plastic | Suction (American)
9028087 | 2 |  | 1998-12-21 |  | 1998-12-21 |  | Currently in Use | Diesel | 4000 | Steel-Impressed Current | 1985-01-01 | Steel (Impressed Current) | Suction (American)
9028088 | 1 | [5 empty] | Removed from Ground | Gas (Historical Use) | 500 | Bare Steel | 1997-11-24 | Galvanized Steel
9028089 | 1 | Ball Float | 1997-06-11 |  | 1997-06-11 |  | Currently in Use | Gas (Historical Use) | 12000 | Double Walled | 1997-06-02 | Double Walled | Pressurized
9028089 | 2 | Ball Float | 1997-06-11 |  | 1997-06-11 |  | Currently in Use | Gas (Historical Use) | 12000 | Double Walled | 1997-06-02 | Double Walled | Pressurized
9028089 | 3 | Ball Float | 1997-06-11 |  | 1997-06-11 |  | Currently in Use | Gas (Historical Use) | 12000 | Double Walled | 1997-06-02 | Double Walled | Pressurized
9028090 | 1 | Ball Float | 1986-01-01 |  | 1986-01-01 |  | Removed from Ground | Gas (Historical Use) | 12000 | Composite Double Walled | 1986-01-01 | Flex | Pressurized
9028090 | 2 | Ball Float | 1986-01-01 |  | 1986-01-01 |  | Removed from Ground | Gas (Historical Use) | 12000 | Composite Double Walled | 1986-01-01 | Flex | Pressurized
9028090 | 3 | Ball Float | 1986-01-01 |  | 1986-01-01 |  | Removed from Ground | Gas (Historical Use) | 12000 | Composite Double Walled | 1986-01-01 | Flex | Pressurized
9028091 | 1 |  | 1997-09-23 |  | 1997-09-23 |  | Currently in Use | Gas (Historical Use) | 10000 | Fiberglass | 1997-09-23 | Double-Walled Flex | Pressurized
9028091 | 2 |  | 1997-09-23 |  | 1997-09-23 |  | Currently in Use | Gas (Historical Use) | 10000 | Fiberglass | 1997-09-23 | Double-Walled Flex | Pressurized
9028091 | 3 |  | 1997-09-23 |  | 1997-09-23 |  | Currently in Use | Gas (Historical Use) | 10000 | Fiberglass | 1997-09-23 | Double-Walled Flex | Pressurized
9028091 | 4A | Ball Float | 2015-05-01 | no | 2015-05-01 | no | Currently in Use | Gas (Historical Use) | 12000 | Fiberglass Double Walled | 2015-05-01 | Double-Walled Flex
9028091 | 4B | Flapper Valve | 2015-05-01 | no | 2015-05-01 | no | Currently in Use | Biodiesel | 3000 | Fiberglass Double Walled | 2015-05-01 | Double-Walled Flex
9028092 | 1 | Ball Float | 1998-03-31 |  | 1998-03-31 |  | Currently in Use | Gas (Historical Use) | 15000 | Composite Double Walled | 1998-02-13 | Flex | Pressurized
9028092 | 2 | Ball Float | 1998-03-31 |  | 1998-03-31 |  | Currently in Use | Gas (Historical Use) | 12000 | Composite Double Walled | 1998-02-13 | Flex | Pressurized
9028092 | 3 |  | 2013-06-01 | no | 2013-06-01 | no | Currently in Use | Diesel | 10000 | Composite Double Walled | 2013-06-01 | Double-Walled Flex | Pressurized
9028093 | 1 | [5 empty] | Removed from Ground | Diesel | 2000 | Not Marked/Unknown | 1998-07-23 | Not Marked
9028094 | 1 | [5 empty] | Removed from Ground | Gas (Historical Use) | 4500 | Not Marked/Unknown | 1988-12-01 | Not Marked
9028095 | 1 | [5 empty] | Removed from Ground | Gas (Historical Use) | 3000 | Bare Steel | 1970-01-01 | Galvanized Steel | Suction (American)
9028095 | 2 | [5 empty] | Removed from Ground | Gas (Historical Use) | 3000 | Bare Steel | 1970-01-01 | Galvanized Steel | Suction (American)
9028096 | 1 |  |  | yes |  | yes | Removed from Ground | Used Oil | 250 | Not Marked/Unknown | 1998-09-01 | Not Marked
9028097 | 1 | [5 empty] | Removed from Ground | Gas (Historical Use) | 0 | Not Marked/Unknown | 1998-11-01 | Not Marked
9028097 | 2 | [5 empty] | Removed from Ground | Gas (Historical Use) | 0 | Not Marked/Unknown | 1998-11-01 | Not Marked
9028097 | 3 | [5 empty] | Removed from Ground | Gas (Historical Use) | 0 | Not Marked/Unknown | 1998-11-01 | Not Marked
9028097 | 4 | [5 empty] | Removed from Ground | Diesel | 0 | Not Marked/Unknown | 1998-11-01 | Not Marked
9028098 | 1 | Ball Float | 2010-09-04 |  | 2010-09-04 |  | Currently in Use | Gas (Historical Use) | 12000 | Epoxy |  | Fiberglass Reinforced Plastic | Pressurized
9028098 | 2 |  | 2010-09-04 |  | 2010-09-04 |  | Currently in Use | Gas (Historical Use) | 10000 | Epoxy |  | Fiberglass Reinforced Plastic | Pressurized
9028099 | 1 |  | 1998-12-01 |  | 1998-12-01 |  | Currently in Use | Diesel | 12000 | Fiberglass Double Walled | 1998-12-01 | Double-Walled Flex | Pressurized
9028099 | 2 |  | 1998-12-01 |  | 1998-12-01 |  | Currently in Use | Diesel | 12000 | Fiberglass Double Walled | 1998-12-01 | Double-Walled Flex | Pressurized
9028099 | 3 |  | 1998-12-01 |  | 1998-12-01 |  | Currently in Use | Gas (Historical Use) | 10000 | Fiberglass Double Walled | 1998-12-01 | Double-Walled Flex | Pressurized
9028100 | 1 | Ball Float | 1998-09-01 |  | 1998-09-01 |  | Currently in Use | Gas (Historical Use) | 12000 | Fiberglass | 1998-09-01 | Flex | Pressurized
9028100 | 2 | Ball Float | 1998-09-01 |  | 1998-09-01 |  | Currently in Use | Gas (Historical Use) | 10000 | Fiberglass | 1998-09-01 | Flex | Pressurized
9028101 | 1 | Flapper Valve | 1998-11-01 |  | 1998-11-01 |  | Currently in Use | Gas (Historical Use) | 10000 | Fiberglass | 1998-11-01 | Fiberglass Reinforced Plastic | Pressurized
9028101 | 2 | Flapper Valve | 1998-11-01 |  | 1998-11-01 |  | Currently in Use | Gas (Historical Use) | 10000 | Fiberglass | 1998-01-01 | Fiberglass Reinforced Plastic | Pressurized
9028101 | 3 | Flapper Valve | 1998-11-01 |  | 1998-11-01 |  | Currently in Use | Diesel | 6000 | Fiberglass | 1998-11-01 | Fiberglass Reinforced Plastic | Pressurized
9028102 | 1 | [5 empty] | Removed from Ground | E-10 | 1000 | Bare Steel | 1999-03-01 | Bare Steel | Safe Suction (Euro)
9028102 | 2 | [5 empty] | Removed from Ground | E-10 | 1000 | Bare Steel | 1999-03-01 | Bare Steel | Safe Suction (Euro)
9028102 | 3 | [5 empty] | Removed from Ground | E-10 | 1000 | Bare Steel | 1999-03-01 | Bare Steel | Safe Suction (Euro)
9028102 | 4 | [5 empty] | Removed from Ground | Diesel | 500 | Bare Steel | 1999-03-01 | Bare Steel | Suction (American)
9028102 | 5 | [5 empty] | Removed from Ground | Diesel | 500 | Bare Steel | 1999-03-01 | Bare Steel | Suction (American)
9028103 | 1 | [5 empty] | Removed from Ground | Gas (Historical Use) | 1000 | Marked Unknown | 1999-04-01 | Unknown | Suction (American)
9028103 | 2 | [5 empty] | Removed from Ground | Diesel | 500 | Marked Unknown | 1999-04-01 | Unknown | Suction (American)
9028103 | 3 | [5 empty] | Removed from Ground | Gas (Historical Use) | 3000 | Marked Unknown | 1999-04-01 | Unknown | Suction (American)
9028104 | 1A |  | 1999-03-10 |  | 1999-03-10 |  | Currently in Use | Gas (Historical Use) | 6000 | Epoxy | 1999-03-10 | Fiberglass Reinforced Plastic | Pressurized
9028104 | 1B |  | 1999-03-10 |  | 1999-03-10 |  | Currently in Use | Gas (Historical Use) | 4000 | Epoxy | 1999-03-10 | Fiberglass Reinforced Plastic | Pressurized
9028104 | 2A |  | 1999-03-10 |  | 1999-03-10 |  | Currently in Use | Diesel | 6000 | Epoxy | 1999-03-10 | Fiberglass Reinforced Plastic | Safe Suction (Euro)
9028104 | 2B |  | 1999-03-10 |  | 1999-03-10 |  | Temporarily out of use | Diesel | 2000 | Epoxy | 1999-03-10 | Fiberglass Reinforced Plastic | Safe Suction (Euro)
9028105 | 1 | [5 empty] | Removed from Ground | Gas (Historical Use) | 6000 | Bare Steel | 1999-09-16 | Bare Steel | Safe Suction (Euro)
9028105 | 2 | [5 empty] | Removed from Ground | Gas (Historical Use) | 6000 | Bare Steel | 1999-09-16 | Bare Steel | Safe Suction (Euro)
9028105 | 3 | [5 empty] | Removed from Ground | Gas (Historical Use) | 2000 | Bare Steel | 1999-09-16 | Bare Steel | Safe Suction (Euro)
9028105 | 4 |  |  | yes |  | yes | Removed from Ground | Used Oil | 500 | Bare Steel | 1999-09-16 | Not Marked
9028105 | 5 | [5 empty] | Removed from Ground | Diesel | 500 | Bare Steel | 1999-09-16 | Not Marked
9028106 | 1 |  | 1999-04-01 |  | 1999-04-01 |  | Currently in Use | Gas (Historical Use) | 12000 | Composite | 1999-04-01 | Fiberglass Reinforced Plastic | Pressurized
9028106 | 2 |  | 1999-04-01 |  | 1999-04-01 |  | Currently in Use | Gas (Historical Use) | 8000 | Composite | 1999-04-01 | Fiberglass Reinforced Plastic | Pressurized
9028107 | 1 | [5 empty] | Removed from Ground | Diesel | 1000 | Bare Steel | 1999-11-08 | Galvanized Steel
9028107 | 2 | [5 empty] | Removed from Ground | Gas (Historical Use) | 2000 | Bare Steel | 1999-11-08 | Galvanized Steel
9028107 | 3 | [5 empty] | Removed from Ground | Gas (Historical Use) | 3000 | Bare Steel | 1999-11-08 | Galvanized Steel
9028107 | 4 | [5 empty] | Removed from Ground | Gas (Historical Use) | 3000 | Bare Steel | 1999-11-08 | Galvanized Steel
9028108 | 1 | [5 empty] | Removed from Ground | Gas (Historical Use) | 1000 | Bare Steel | 1999-11-08 | Bare Steel
9028108 | 2 | [5 empty] | Removed from Ground | Gas (Historical Use) | 1000 | Bare Steel | 1999-11-08 | Bare Steel
9028109 | 1 | Ball Float | 2000-01-17 |  | 2000-01-17 |  | Currently in Use | Gas (Historical Use) | 10000 | Fiberglass Double Walled | 1999-12-31 | Double-Walled Fiberglass | Pressurized
9028109 | 2 | Ball Float | 2000-01-17 |  | 2000-01-17 |  | Currently in Use | Gas (Historical Use) | 10000 | Fiberglass Double Walled | 1999-12-31 | Double-Walled Fiberglass | Pressurized
9028109 | 3 | Ball Float | 2000-01-17 |  | 2000-01-17 |  | Currently in Use | Gas (Historical Use) | 10000 | Fiberglass Double Walled | 1999-12-31 | Double-Walled Fiberglass | Pressurized
9028109 | 4 | Flapper Valve | 2016-10-01 |  |  |  | Currently in Use | Diesel | 9000 | Composite Double Walled | 2016-10-01 | Double-Walled Fiberglass | Pressurized
9028109 | 5 | Flapper Valve | 2016-10-01 |  |  |  | Currently in Use | Other | 6000 | Composite Double Walled | 2016-10-01 | Double-Walled Fiberglass | Pressurized
9028110 | 1 |  | 2000-03-14 |  | 2000-03-14 |  | Removed from Ground | Gas (Historical Use) | 10000 | Composite | 2000-03-14 | Fiberglass Reinforced Plastic | Safe Suction (Euro)
9028111 | M809185 | Ball Float | 1999-06-20 |  | 2000-06-20 |  | Currently in Use | Gas (Historical Use) | 12000 | Epoxy | 1999-06-15 | Double-Walled Flex | Pressurized
9028111 | M809194 | Ball Float | 1999-06-20 |  | 1999-06-20 |  | Currently in Use | Gas (Historical Use) | 10000 | Epoxy | 1999-06-15 | Double-Walled Flex | Pressurized
9028111 | M809195 | Ball Float | 1999-06-20 |  | 1999-06-20 |  | Currently in Use | Diesel | 10000 | Epoxy | 1999-06-15 | Double-Walled Flex | Pressurized
9028113 | 1 |  | 2000-05-01 |  | 2000-05-01 |  | Currently in Use | Gas (Historical Use) | 12000 | Fiberglass | 2000-05-01 | Secondary Containment | Pressurized
9028113 | 2 |  | 2000-05-01 |  | 2000-05-01 |  | Currently in Use | Gas (Historical Use) | 10000 | Fiberglass | 2000-05-01 | Secondary Containment | Pressurized
9028113 | 3 |  | 2000-05-01 |  | 2000-05-01 |  | Currently in Use | Diesel | 10000 | Fiberglass | 2000-05-01 | Secondary Containment | Pressurized
9028114 | 1 | Ball Float | 2000-04-01 |  | 2000-04-01 |  | Currently in Use | Gas (Historical Use) | 12000 | Fiberglass | 2000-03-08 | Double-Walled Flex | Pressurized
9028114 | 2 | Ball Float | 2000-04-01 |  | 2000-04-01 |  | Currently in Use | Gas (Historical Use) | 12000 | Fiberglass | 2000-03-08 | Double-Walled Flex | Pressurized
9028114 | 3 | Ball Float | 2000-04-01 |  | 2000-04-01 |  | Currently in Use | Gas (Historical Use) | 12000 | Fiberglass | 2000-03-08 | Double-Walled Flex | Pressurized
9028115 | 1 |  | 2000-03-01 | no | 2000-03-01 | no | Currently in Use | Gas (Historical Use) | 12000 | Fiberglass | 2000-03-01 | Double Walled | Pressurized
9028115 | 2 |  | 2000-03-01 | no | 2000-03-01 | no | Currently in Use | Gas (Historical Use) | 10000 | Fiberglass | 2000-03-01 | Double Walled | Pressurized
9028115 | 3 |  | 2000-03-01 | no | 2000-03-01 | no | Currently in Use | Diesel | 8000 | Fiberglass | 2000-03-01 | Double Walled | Pressurized
9028116 | 1 | Ball Float | 2000-07-02 | no | 2000-07-02 | no | Currently in Use | Gas (Historical Use) | 12000 | Fiberglass | 2000-06-26 | Double-Walled Flex | Pressurized
9028116 | 2 | Ball Float | 2000-07-02 | no | 2000-07-02 | no | Currently in Use | Gas (Historical Use) | 12000 | Fiberglass | 2000-06-26 | Double-Walled Flex | Pressurized
9028116 | 3 | Ball Float | 2000-07-02 | no | 2000-07-02 | no | Currently in Use | Gas (Historical Use) | 12000 | Fiberglass | 2000-06-26 | Double-Walled Flex | Pressurized
9028116 | 4A |  | 2017-01-19 | no | 2017-01-19 | no | Currently in Use | Diesel | 12000 | Fiberglass Double Walled | 2017-01-19 | Double-Walled Flex | Pressurized
9028116 | 4B |  | 2017-01-19 | no | 2017-01-19 | no | Currently in Use | Gas (Historical Use) | 1000 | Fiberglass Double Walled | 2017-01-19 | Double-Walled Flex | Pressurized
9028117 | 1 | [5 empty] | Removed from Ground | Diesel | 6000 | Bare Steel |  | Steel/FG Secondary containment | Gravity Fed
9028118 | 1 | Flapper Valve | 2001-01-01 |  | 2001-12-01 |  | Currently in Use | Gas (Historical Use) | 20000 | Fiberglass Double Walled | 2000-12-01 | Double-Walled Flex | Pressurized
9028118 | 2 | Flapper Valve | 2001-01-01 |  | 2001-01-01 |  | Currently in Use | Gas (Historical Use) | 12000 | Fiberglass Double Walled | 2000-12-01 | Double-Walled Flex | Pressurized
9028118 | 3A | Ball Float | 2015-06-01 | no | 2015-06-01 | no | Currently in Use | Gas (Historical Use) | 8000 | Fiberglass Double Walled | 2015-06-01 | Double-Walled Flex | Pressurized
9028118 | 3B | Ball Float | 2015-06-01 | no | 2015-06-01 | no | Currently in Use | Diesel | 4000 | Fiberglass Double Walled | 2015-06-01 | Double-Walled Flex | Pressurized
9028118 | 3C | Ball Float | 2015-06-01 | no | 2015-06-01 | no | Currently in Use | Diesel | 4000 | Fiberglass Double Walled | 2015-06-01 | Double-Walled Flex | Pressurized
9028119 | 1 |  | 2001-04-01 |  | 2001-04-01 |  | Currently in Use | Diesel | 12000 | Composite | 2001-04-01 | Flex | Safe Suction (Euro)
9028121 | 1 | Ball Float | 2001-09-01 |  | 2001-09-01 |  | Currently in Use | Gas (Historical Use) | 12000 | Epoxy | 2001-09-01 | Flex | Pressurized
9028121 | 2 | Ball Float | 2001-09-01 |  | 2001-09-01 |  | Currently in Use | Gas (Historical Use) | 10000 | Epoxy | 2001-09-01 | Flex | Pressurized
9028121 | 3 | Ball Float | 2001-09-01 |  | 2001-09-01 |  | Currently in Use | Diesel | 6000 | Epoxy | 2001-09-01 | Flex | Pressurized
9028122 | 1 |  | 2002-01-07 |  | 2002-01-07 |  | Currently in Use | Gas (Historical Use) | 20000 | Fiberglass Double Walled | 2001-12-20 | Flex | Pressurized
9028122 | 2A |  | 2002-01-07 |  | 2002-01-07 |  | Currently in Use | Gas (Historical Use) | 8000 | Fiberglass Double Walled | 2001-12-20 | Flex | Pressurized
9028122 | 2B |  | 2002-01-07 |  | 2002-01-07 |  | Currently in Use | Gas (Historical Use) | 12000 | Fiberglass Double Walled | 2001-12-20 | Flex | Pressurized
9028123 | 1 | [5 empty] | Removed from Ground | Gas (Historical Use) | 1000 | Bare Steel | 1971-01-01 | Bare Steel
9028123 | 2 | [5 empty] | Removed from Ground | Gas (Historical Use) | 1000 | Bare Steel | 1971-01-01 | Bare Steel
9028123 | 3 | [5 empty] | Removed from Ground | Gas (Historical Use) | 1000 | Bare Steel | 1971-01-01 | Bare Steel
9028124 | 1 | Ball Float | 2001-10-10 |  | 2001-10-10 |  | Currently in Use | Gas (Historical Use) | 12000 | Composite | 2001-10-08 | Double-Walled Flex | Pressurized
9028124 | 2 | Ball Float | 2001-10-10 |  | 2001-10-10 |  | Currently in Use | Gas (Historical Use) | 10000 | Composite | 2001-10-08 | Double-Walled Flex | Pressurized
9028124 | 3 | Ball Float | 2001-10-10 |  | 2001-10-10 |  | Currently in Use | Diesel | 8000 | Composite | 2001-10-08 | Double-Walled Flex | Pressurized
9029001 | DUMMY | [5 empty] | Currently in Use | Other | 0 | Not Marked/Unknown |  | Unknown
9029002 | 1 | [5 empty] | Removed from Ground | Gas (Historical Use) | 0 | Not Marked/Unknown | 1990-01-01 | Not Marked
9029003 | 1 | [5 empty] | Removed from Ground | Gas (Historical Use) | 1000 | Bare Steel | 1971-06-15 | Galvanized Steel
9029004 | 1 | [5 empty] | Permanently Out of Use - historical purposes | Other | 1 | Marked Unknown |  | Unknown
9029005 | 1 | [5 empty] | Removed from Ground | Gas (Historical Use) | 1 | Marked Unknown | 1976-11-01 | Unknown
9029006 | 1 | [5 empty] | Removed from Ground | Gas (Historical Use) | 6600 | Bare Steel | 1971-01-01 | Galvanized Steel
9029007 | 1 | [5 empty] | Removed from Ground | Empty | 1000 | Bare Steel | 1971-01-01 | Galvanized Steel
9029008 | 1 | [5 empty] | Removed from Ground | Diesel | 2000 | Marked Unknown | 1991-08-28 | Unknown
9029009 | 1 |  |  | yes |  | yes | Removed from Ground | Used Oil | 5000 | Bare Steel | 1991-01-01 | Galvanized Steel
9029009 | 2 | [5 empty] | Removed from Ground | Gas (Historical Use) | 10000 | Bare Steel | 1991-01-01 | Galvanized Steel
9029010 | 1 | [5 empty] | Removed from Ground | Empty | 2000 | Bare Steel | 1965-01-01 | Galvanized Steel
9029010 | 2 | [5 empty] | Removed from Ground | Empty | 2000 | Bare Steel | 1965-01-01 | Galvanized Steel
9029010 | 3 | [5 empty] | Removed from Ground | Empty | 2000 | Bare Steel | 1965-01-01 | Galvanized Steel
9029010 | 4 | [5 empty] | Removed from Ground | Empty | 2000 | Bare Steel | 1965-01-01 | Galvanized Steel
9029010 | 5 | [5 empty] | Removed from Ground | Gas (Historical Use) | 6000 | Bare Steel | 1998-07-23 | Galvanized Steel
9029010 | 6 | [5 empty] | Removed from Ground | Gas (Historical Use) | 1000 | Bare Steel | 1998-07-23 | Galvanized Steel
9029010 | 7 |  |  | no |  | no | Removed from Ground | Not Marked/Tank Removed | 5000 | Unknown
9029011 | 1 | [5 empty] | Removed from Ground | Gas (Historical Use) | 3000 | Bare Steel | 1970-01-01 | Unknown | Pressurized
9029012 | 1 | Ball Float | 1988-07-01 |  | 1988-07-01 |  | Currently in Use | Gas (Historical Use) | 8000 | Galvanic (STIP-3) | 1988-07-01 | Fiberglass Reinforced Plastic | Pressurized
9029012 | 2 | Ball Float | 1988-07-01 |  | 1988-07-01 |  | Currently in Use | Gas (Historical Use) | 8000 | Galvanic (STIP-3) | 1988-07-01 | Fiberglass Reinforced Plastic | Pressurized
9029012 | 3 | Ball Float | 1988-07-01 |  | 1988-07-01 |  | Currently in Use | Gas (Historical Use) | 8000 | Galvanic (STIP-3) | 1988-07-01 | Fiberglass Reinforced Plastic | Pressurized
9029013 | 1 | [5 empty] | Removed from Ground | Gas (Historical Use) | 6000 | Bare Steel | 1978-01-01 | Bare Steel
9029013 | 2 | [5 empty] | Removed from Ground | Gas (Historical Use) | 6000 | Bare Steel | 1978-01-01 | Bare Steel
9029013 | 3 | [5 empty] | Removed from Ground | Gas (Historical Use) | 4000 | Bare Steel | 1978-01-01 | Bare Steel
9029013 | 4 | [5 empty] | Removed from Ground | Other | 550 | Bare Steel | 1978-01-01 | Bare Steel
9029013 | 5 | [5 empty] | Removed from Ground | Other | 550 | Bare Steel | 1978-01-01 | Bare Steel
9029013 | 6 |  | 1997-11-01 |  | 1997-11-01 |  | Removed from Ground | Gas (Historical Use) | 10000 | Composite | 1997-11-04 | Fiberglass Reinforced Plastic | Pressurized
9029013 | 7 |  | 1997-11-01 |  | 1997-11-01 |  | Removed from Ground | Gas (Historical Use) | 10000 | Composite | 1997-11-04 | Fiberglass Reinforced Plastic | Pressurized
9029013 | 8 |  | 1997-11-01 |  | 1997-11-01 |  | Removed from Ground | Kerosene | 2000 | Composite | 1997-11-04 | Fiberglass Reinforced Plastic | Pressurized
9029014 | 1 | [5 empty] | Removed from Ground | Gas (Historical Use) | 1000 | Bare Steel | 1960-01-01 | Unknown
9029014 | 2 | [5 empty] | Removed from Ground | Gas (Historical Use) | 1000 | Bare Steel | 1960-01-01 | Unknown
9029014 | 3 | [5 empty] | Removed from Ground | Gas (Historical Use) | 1000 | Bare Steel | 1960-01-01 | Unknown
9029014 | 4 | [5 empty] | Removed from Ground | Kerosene | 500 | Bare Steel | 1960-01-01 | Unknown
9029014 | 5 |  |  | yes |  | yes | Removed from Ground | Used Oil | 500 | Bare Steel | 1960-01-01 | Unknown
9029015 | 1 | [5 empty] | Closed in Ground | Empty | 10000 | Bare Steel | 1991-07-01 | Bare Steel
9029016 | 1 | Ball Float | 1988-01-01 |  | 1988-01-01 |  | Currently in Use | Gas (Historical Use) | 10000 | Galvanic (STIP-3) | 1988-01-01 | Fiberglass Reinforced Plastic | Pressurized
9029016 | 2 | Ball Float | 1988-01-01 |  | 1988-01-01 |  | Currently in Use | Gas (Historical Use) | 10000 | Galvanic (STIP-3) | 1988-01-01 | Fiberglass Reinforced Plastic | Pressurized
9029016 | 3 | Ball Float | 1988-01-01 |  | 1988-01-01 |  | Currently in Use | Gas (Historical Use) | 10000 | Galvanic (STIP-3) | 1988-01-01 | Fiberglass Reinforced Plastic | Pressurized
9029016 | 4 | Ball Float | 1988-01-01 |  | 1988-01-01 |  | Currently in Use | Diesel | 10000 | Galvanic (STIP-3) | 1988-01-01 | Fiberglass Reinforced Plastic | Pressurized
9029017 | 1 |  |  | yes |  | yes | Removed from Ground | Used Oil | 550 | Fiberglass | 1988-01-01 | Fiberglass Reinforced Plastic | Gravity Fed
9029017 | 2 |  |  | yes |  | yes | Removed from Ground | Used Oil | 550 | Fiberglass | 1988-01-01 | Fiberglass Reinforced Plastic | Gravity Fed
9029019 | 1 |  |  | yes |  | yes | Removed from Ground | Used Oil | 550 | Cathodically Protected Steel | 1982-01-01 | Galvanized Steel
9029020 | 1 |  |  | yes |  | yes | Removed from Ground | Used Oil | 500 | Marked Unknown | 1980-01-01 | Unknown
9029021 | 1 | [5 empty] | Removed from Ground | Diesel | 2000 | Cathodically Protected Steel | 1988-01-01 | Galvanized Steel
9029022 | 1 | [5 empty] | Removed from Ground | Gas (Historical Use) | 0 | Bare Steel | 1968-01-01 | Galvanized Steel
9029022 | 2 | [5 empty] | Removed from Ground | Diesel | 0 | Bare Steel | 1978-01-01 | Galvanized Steel
9029022 | 3 | [5 empty] | Removed from Ground | Diesel | 0 | Bare Steel | 1978-01-01 | Galvanized Steel
9029022 | 4 | [5 empty] | Removed from Ground | Other | 0 | Bare Steel | 1978-01-01 | Galvanized Steel
9029023 | 1 | [5 empty] | Removed from Ground | Empty | 2000 | Bare Steel | 1970-01-01 | Galvanized Steel
9029023 | 2 | [5 empty] | Removed from Ground | Empty | 2000 | Bare Steel | 1970-01-01 | Galvanized Steel
9029023 | 3 | [5 empty] | Removed from Ground | Empty | 2000 | Bare Steel | 1970-01-01 | Galvanized Steel
9029023 | 4 | [5 empty] | Removed from Ground | Empty | 2000 | Bare Steel | 1970-01-01 | Galvanized Steel
9029023 | 5 | [5 empty] | Removed from Ground | Empty | 2000 | Bare Steel | 1970-01-01 | Galvanized Steel
9029023 | 6 | [5 empty] | Removed from Ground | Empty | 2000 | Bare Steel | 1970-01-01 | Galvanized Steel
9029023 | 7 | [5 empty] | Removed from Ground | Empty | 2000 | Bare Steel | 1970-01-01 | Galvanized Steel
9029024 | 1 | [5 empty] | Removed from Ground | Empty | 1000 | Bare Steel | 1970-01-01 | Unknown
9029025 | 1 | [5 empty] | Removed from Ground | Gas (Historical Use) | 2000 | Bare Steel | 1975-01-01 | Galvanized Steel
9029025 | 2 | [5 empty] | Removed from Ground | Gas (Historical Use) | 560 | Bare Steel | 1975-01-01 | Galvanized Steel
9029025 | 3 |  | 1991-01-01 |  | 1991-01-01 |  | Removed from Ground | Diesel | 1000 | Galvanic (STIP-3) | 1991-01-01 | Cathodically Protected | Safe Suction (Euro)
9029025 | 4 |  | 1991-01-01 |  | 1991-01-01 |  | Removed from Ground | Gas (Historical Use) | 2000 | Galvanic (STIP-3) | 1991-01-01 | Cathodically Protected | Safe Suction (Euro)
9029026 | 1 |  | 1990-01-01 |  | 1990-01-01 |  | Currently in Use | Gas (Historical Use) | 8000 | Cathodically Protected Steel | 1990-01-01 | Fiberglass Reinforced Plastic | Pressurized
9029026 | 2 |  | 1990-01-01 |  | 1990-01-01 |  | Currently in Use | Gas (Historical Use) | 8000 | Cathodically Protected Steel | 1990-01-01 | Fiberglass Reinforced Plastic | Pressurized
9029026 | 3 |  | 1990-01-01 |  | 1990-01-01 |  | Currently in Use | Gas (Historical Use) | 8000 | Cathodically Protected Steel | 1990-01-01 | Fiberglass Reinforced Plastic | Pressurized
9029026 | 4 |  | 1990-01-01 |  | 1990-01-01 |  | Currently in Use | Diesel | 8000 | Cathodically Protected Steel | 1990-01-01 | Fiberglass Reinforced Plastic | Pressurized
9029026 | 5 |  | 1990-01-01 |  | 1990-01-01 |  | Currently in Use | Diesel | 2000 | Cathodically Protected Steel | 1990-01-01 | Fiberglass Reinforced Plastic | Pressurized
9029027 | 2 | [5 empty] | Removed from Ground | Diesel | 2000 | Bare Steel | 1984-01-24 | Bare Steel | Safe Suction (Euro)
9029028 | 1 |  |  | yes |  | yes | Removed from Ground | Used Oil | 550 | Bare Steel | 1980-01-01 | Galvanized Steel
9029029 | 1 | [5 empty] | Removed from Ground | Gas (Historical Use) | 6000 | Bare Steel | 1990-09-21 | Galvanized Steel
9029030 | 1 |  | 1990-12-01 |  | 1990-12-01 |  | Removed from Ground | Diesel | 12000 | Double Walled | 1990-01-01 | Fiberglass Reinforced Plastic | Pressurized
9029030 | 2 |  | 1990-12-01 |  | 1990-12-01 |  | Removed from Ground | Gas (Historical Use) | 12000 | Double Walled | 1990-01-01 | Fiberglass Reinforced Plastic | Pressurized
9029030 | 3 |  |  | no |  | no | Removed from Ground | Used Oil | 550 | Unknown | 2007-07-31
9029031 | 1 |  | 1998-10-26 |  | 1998-10-06 |  | Currently in Use | Diesel | 20000 | Fiberglass Double Walled | 1989-01-01 | Fiberglass Reinforced Plastic | Pressurized
9029031 | 2 |  | 1998-10-26 |  | 1998-10-06 |  | Currently in Use | Gas (Historical Use) | 6000 | Fiberglass Double Walled | 1989-01-01 | Fiberglass Reinforced Plastic | Pressurized
9029031 | 3 |  | 1998-12-08 |  | 1998-10-15 |  | Currently in Use | New Oil | 1000 | Fiberglass Double Walled | 1989-01-01 | Galvanized Steel | Safe Suction (Euro)
9029031 | 4 |  | 2006-11-20 | yes | 2006-11-20 | yes | Currently in Use | Used Oil | 1000 | Fiberglass Double Walled | 1989-01-01 | Cathodically Protected | Gravity Fed
9029032 | 1 |  | 1996-04-01 |  | 1996-04-01 |  | Currently in Use | Gas (Historical Use) | 8000 | Cathodically Protected Steel | 1986-01-01 | Flex | Pressurized
9029032 | 2 |  | 1996-04-01 |  | 1996-04-01 |  | Currently in Use | Gas (Historical Use) | 6000 | Cathodically Protected Steel | 1986-01-01 | Flex | Pressurized
9029032 | 3 |  | 1996-04-01 |  | 1996-04-01 |  | Currently in Use | Gas (Historical Use) | 6000 | Cathodically Protected Steel | 1986-01-01 | Flex | Pressurized
9029033 | 1 | [5 empty] | Removed from Ground | Other | 0 | Marked Unknown |  | Unknown
9029034 | 1 |  | 1992-04-09 |  | 1988-05-01 |  | Temporarily out of use | Gas (Historical Use) | 10000 | Galvanic (STIP-3) | 1988-05-01 | Galvanized Steel | Suction (American)
9029034 | 2 | [5 empty] | Removed from Ground | Diesel | 10000 | Bare Steel | 1992-03-04 | Galvanized Steel | Suction (American)
9029034 | 3 |  | 1992-04-09 |  | 1992-04-09 |  | Temporarily out of use | Diesel | 10000 | Composite | 1992-04-09 | Fiberglass Reinforced Plastic | Suction (American)
9029036 | 1 | [5 empty] | Removed from Ground | Diesel | 10000 | Bare Steel | 1992-05-29 | Bare Steel | Suction (American)
9029036 | 2 | [5 empty] | Removed from Ground | Gas (Historical Use) | 1000 | Bare Steel | 1992-05-29 | Bare Steel | Suction (American)
9029036 | 3 | [5 empty] | Removed from Ground | Diesel | 7800 | Bare Steel | 1992-05-29 | Bare Steel | Suction (American)
9029036 | 4 | [5 empty] | Removed from Ground | Diesel | 7800 | Bare Steel | 1992-05-29 | Bare Steel | Suction (American)
9029037 | 1 | Flapper Valve | 1992-03-04 |  | 1992-03-04 |  | Removed from Ground | Diesel | 2500 | Fiberglass Double Walled | 1992-03-04 | Fiberglass Reinforced Plastic | Suction (American)
9029038 | DUMMY | [5 empty] | Permanently Out of Use - historical purposes | Other | 1 | Marked Unknown |  | Unknown
9029039 | 1 | [5 empty] | Removed from Ground | Diesel | 20000 | Fiberglass | 1987-06-01 | Unknown | Pressurized
9029039 | 2 | [5 empty] | Removed from Ground | Other | 8000 | Fiberglass | 1987-06-01 | Unknown | Suction (American)
9029039 | 3 |  |  | yes |  | yes | Removed from Ground | Used Oil | 2000 | Fiberglass | 1987-06-01 | Unknown | Gravity Fed
9029040 | 1 | [5 empty] | Removed from Ground | Diesel | 550 | Marked Unknown | 1993-02-09 | Unknown
9029040 | 2 | [5 empty] | Removed from Ground | Gas (Historical Use) | 1000 | Marked Unknown | 1993-02-09 | Unknown
9029042 | 1 | [5 empty] | Removed from Ground | Gas (Historical Use) | 1000 | Bare Steel | 1993-02-18 | Galvanized Steel
9029044 | 1 | [5 empty] | Removed from Ground | Gas (Historical Use) | 2000 | Not Marked/Unknown | 1993-05-01 | Not Marked
9029046 | 1 | [5 empty] | Removed from Ground | Diesel | 4000 | Cathodically Protected Steel | 1988-08-08 | Galvanized Steel | Safe Suction (Euro)
9029047 | 1 |  | 1998-08-01 |  | 1998-08-01 |  | Removed from Ground | Diesel | 10000 | Cathodically Protected Steel | 1988-01-01 | Cathodically Protected | Safe Suction (Euro)
9029048 | 1 | [5 empty] | Removed from Ground | Gas (Historical Use) | 2000 | Bare Steel | 1993-08-04 | Galvanized Steel | Suction (American)
9029048 | 2 | [5 empty] | Removed from Ground | Gas (Historical Use) | 2000 | Bare Steel | 1993-08-04 | Galvanized Steel | Suction (American)
9029049 | 1 |  | 1989-02-01 |  | 1989-02-01 |  | Temporarily out of use | Diesel | 10000 | Cathodically Protected Steel | 1989-02-01 | Cathodically Protected | Safe Suction (Euro)
9029050 | 1 | [5 empty] | Removed from Ground | Diesel | 550 | Marked Unknown |  | Unknown
9029051 | 1 | [5 empty] | Removed from Ground | Diesel | 500 | Marked Unknown | 1993-09-27 | Unknown
9029052 | 1 | [5 empty] | Removed from Ground | Diesel | 550 | Not Marked/Unknown | 1993-12-22 | Not Marked
9029053 | 1 | [5 empty] | Removed from Ground | Gas (Historical Use) | 5000 | Bare Steel | 1963-11-10 | Unknown
9029053 | 2 | [5 empty] | Removed from Ground | Gas (Historical Use) | 5000 | Bare Steel | 1963-11-10 | Unknown
9029053 | 3 | [5 empty] | Removed from Ground | Gas (Historical Use) | 5000 | Bare Steel | 1963-11-10 | Unknown
9029054 | 1 | [5 empty] | Currently in Use | Other | 1200 | Bare Steel | 1982-01-01 | Galvanized Steel | Pressurized
9029055 | 0 | [5 empty] | Removed from Ground | Other | 0 | Not Marked/Unknown | 1985-12-15 | Not Marked
9029055 | 1 | [5 empty] | Removed from Ground | Other | 0 | Not Marked/Unknown | 1985-12-15 | Not Marked
9029056 | 1 | [5 empty] | Removed from Ground | Gas (Historical Use) | 1000 | Not Marked/Unknown | 1994-04-09 | Not Marked
9029056 | 2 | [5 empty] | Removed from Ground | Gas (Historical Use) | 1000 | Not Marked/Unknown | 1994-04-15 | Not Marked
9029056 | 3 | [5 empty] | Removed from Ground | Gas (Historical Use) | 1000 | Not Marked/Unknown | 1994-04-15 | Not Marked
9029057 | 1 | [5 empty] | Removed from Ground | Gas (Historical Use) | 550 | Bare Steel | 1993-03-05 | Galvanized Steel | Suction (American)
9029058 | 1 |  |  | yes |  | yes | Removed from Ground | Used Oil | 550 | Bare Steel | 1981-07-06 | Galvanized Steel | Gravity Fed
9029059 | 1 | [5 empty] | Removed from Ground | Gas (Historical Use) | 550 | Not Marked/Unknown | 1991-05-09 | Not Marked
9029060 | 1 |  |  | yes |  | yes | Removed from Ground | Used Oil | 550 | Not Marked/Unknown | 1991-09-11 | Not Marked
9029061 | 1 | [5 empty] | Removed from Ground | Gas (Historical Use) | 10000 | Not Marked/Unknown | 1992-07-15 | Not Marked
9029061 | 2 | [5 empty] | Removed from Ground | Gas (Historical Use) | 10000 | Not Marked/Unknown | 1992-07-15 | Not Marked
9029061 | 3 | [5 empty] | Removed from Ground | Gas (Historical Use) | 10000 | Not Marked/Unknown | 1992-07-15 | Not Marked
9029061 | 4 |  |  | yes |  | yes | Removed from Ground | Used Oil | 500 | Not Marked/Unknown | 1992-07-15 | Not Marked
9029062 | 1 | [5 empty] | Removed from Ground | Gas (Historical Use) | 3000 | Not Marked/Unknown | 1992-10-01 | Not Marked
9029063 | 1 | [5 empty] | Removed from Ground | Gas (Historical Use) | 4000 | Bare Steel | 1981-01-01 | Bare Steel | Safe Suction (Euro)
9029064 | 1 |  | 1989-01-01 |  | 1989-01-01 |  | Removed from Ground | Gas (Historical Use) | 10000 | Galvanic (STIP-3) | 1989-01-01 | Fiberglass Reinforced Plastic | Pressurized
9029064 | 2 |  | 1989-01-01 |  | 1989-01-01 |  | Removed from Ground | Gas (Historical Use) | 10000 | Galvanic (STIP-3) | 1989-01-01 | Fiberglass Reinforced Plastic | Pressurized
9029064 | 3 |  | 1989-01-01 |  | 1989-01-01 |  | Removed from Ground | Gas (Historical Use) | 10000 | Galvanic (STIP-3) | 1989-01-01 | Fiberglass Reinforced Plastic | Pressurized
9029064 | 4 |  | 1989-01-01 |  | 1989-01-01 |  | Removed from Ground | Kerosene | 2000 | Galvanic (STIP-3) | 1989-01-01 | Fiberglass Reinforced Plastic | Pressurized
9029065 | 1 |  | 1989-01-01 | no | 1989-01-01 | no | Currently in Use | Gas (Historical Use) | 10000 | Galvanic (STIP-3) | 1989-01-01 | Steel (Impressed Current) | Pressurized
9029065 | 2 |  | 1989-01-01 | no | 1989-01-01 | no | Currently in Use | Gas (Historical Use) | 10000 | Galvanic (STIP-3) | 1989-01-01 | Steel (Impressed Current) | Pressurized
9029065 | 3 |  | 1989-01-01 | no | 1989-01-01 | no | Currently in Use | Gas (Historical Use) | 10000 | Galvanic (STIP-3) | 1989-01-01 | Steel (Impressed Current) | Pressurized
9029065 | 4 | Flapper Valve | 1989-01-01 | no | 1989-01-01 | no | Temporarily out of use | Diesel | 2000 | Galvanic (STIP-3) | 1989-01-01 | Steel (Impressed Current) | Pressurized
9029066 | 1 | Ball Float | 1988-01-01 | no | 1988-01-01 | no | Currently in Use | Gas (Historical Use) | 10000 | Steel-Impressed Current | 1988-01-01 | Fiberglass Reinforced Plastic | Pressurized
9029066 | 2 | Ball Float | 1988-01-01 | no | 1988-01-01 | no | Currently in Use | Gas (Historical Use) | 10000 | Steel-Impressed Current | 1988-01-01 | Fiberglass Reinforced Plastic | Pressurized
9029066 | 3 | Ball Float | 1988-01-01 | no | 1988-01-01 | no | Temporarily out of use | Gas (Historical Use) | 10000 | Steel-Impressed Current | 1988-01-01 | Fiberglass Reinforced Plastic | Pressurized
9029066 | 4 | Ball Float | 1988-01-01 | no | 1988-01-01 | no | Currently in Use | Diesel | 8000 | Steel-Impressed Current | 1988-01-01 | Fiberglass Reinforced Plastic | Pressurized
9029067 | 1 | [5 empty] | Removed from Ground | Gas (Historical Use) | 1000 | Bare Steel | 1994-09-07 | Galvanized Steel | Suction (American)
9029069 | 1 |  | 1988-10-01 |  | 1988-10-01 |  | Currently in Use | Kerosene | 3000 | Cathodically Protected Steel | 1988-10-01 | Fiberglass Reinforced Plastic | Safe Suction (Euro)
9029069 | 2 |  | 1988-10-01 |  | 1988-10-01 |  | Currently in Use | Gas (Historical Use) | 10000 | Cathodically Protected Steel | 1988-10-01 | Fiberglass Reinforced Plastic | Pressurized
9029069 | 3 |  | 1988-10-01 |  | 1988-10-01 |  | Currently in Use | Gas (Historical Use) | 10000 | Cathodically Protected Steel | 1988-10-01 | Fiberglass Reinforced Plastic | Pressurized
9029069 | 4 |  | 1988-10-01 |  | 1988-10-01 |  | Currently in Use | Gas (Historical Use) | 10000 | Cathodically Protected Steel | 1988-10-01 | Fiberglass Reinforced Plastic | Pressurized
9029069 | 5 |  | 1988-10-01 |  | 1988-10-01 |  | Currently in Use | Diesel | 10000 | Cathodically Protected Steel | 1988-10-01 | Fiberglass Reinforced Plastic | Pressurized
9029070 | 1 |  | 1997-08-01 |  | 1987-08-01 | yes | Temporarily out of use | Gas (Historical Use) | 8000 | Galvanic (STIP-3) | 1987-01-01 | Fiberglass Reinforced Plastic | Pressurized
9029070 | 2 |  | 1997-08-01 |  | 1987-08-01 | yes | Temporarily out of use | Gas (Historical Use) | 6000 | Galvanic (STIP-3) | 1987-01-01 | Fiberglass Reinforced Plastic | Pressurized
9029070 | 3 |  | 1997-08-01 |  | 1987-08-01 | yes | Temporarily out of use | Gas (Historical Use) | 8000 | Galvanic (STIP-3) | 1987-01-01 | Fiberglass Reinforced Plastic | Pressurized
9029071 | 1 | [5 empty] | Removed from Ground | Other | 5000 | Not Marked/Unknown | 1994-11-14 | Not Marked
9029072 | 1 | [5 empty] | Removed from Ground | Other | 500 | Bare Steel | 1983-06-01 | Galvanized Steel
9029073 | 1 |  | 1997-01-09 |  | 1997-01-09 |  | Currently in Use | Gas (Historical Use) | 10000 | Cathodically Protected Steel | 1987-02-01 | Fiberglass Reinforced Plastic | Pressurized
9029073 | 2 |  | 1997-01-09 |  | 1997-01-09 |  | Currently in Use | Gas (Historical Use) | 10000 | Cathodically Protected Steel | 1987-02-01 | Fiberglass Reinforced Plastic | Pressurized
9029073 | 3 |  | 1997-01-09 |  | 1997-01-09 |  | Currently in Use | Diesel | 10000 | Cathodically Protected Steel | 1987-02-01 | Fiberglass Reinforced Plastic | Pressurized
9029074 | 1 | [5 empty] | Removed from Ground | Gas (Historical Use) | 1000 | Bare Steel | 1995-02-21 | Galvanized Steel | Safe Suction (Euro)
9029074 | 2 |  | 1995-02-22 |  | 1995-02-22 |  | Removed from Ground | Gas (Historical Use) | 550 | Cathodically Protected Steel | 1995-02-22 | Galvanized Steel | Safe Suction (Euro)
9029074 | 3 |  | 1995-02-22 |  | 1995-02-22 |  | Removed from Ground | Diesel | 550 | Cathodically Protected Steel | 1995-02-22 | Galvanized Steel | Safe Suction (Euro)
9029075 | 1 | Flapper Valve | 1998-12-30 |  | 1998-12-30 |  | Currently in Use | Gas (Historical Use) | 8000 | Steel-Impressed Current | 1988-09-01 | Cathodically Protected | Pressurized
9029075 | 2 | Flapper Valve | 1998-12-30 |  | 1998-12-30 |  | Currently in Use | Gas (Historical Use) | 8000 | Steel-Impressed Current | 1988-09-01 | Cathodically Protected | Pressurized
9029075 | 3 | Flapper Valve | 1998-12-30 |  | 1998-12-30 |  | Currently in Use | Gas (Historical Use) | 8000 | Steel-Impressed Current | 1988-09-01 | Cathodically Protected | Pressurized
9029075 | 4 | Flapper Valve | 1998-12-30 |  | 1998-12-30 |  | Currently in Use | Diesel | 8000 | Steel-Impressed Current | 1988-09-01 | Cathodically Protected | Pressurized
9029075 | 5 | Flapper Valve | 1998-12-30 |  | 1998-12-30 |  | Currently in Use | Other | 2000 | Steel-Impressed Current | 1988-09-01 | Cathodically Protected | Pressurized
9029076 | 1 | [5 empty] | Removed from Ground | Gas (Historical Use) | 0 | Marked Unknown |  | Unknown
9029077 | 1 |  | 1997-12-01 |  | 1997-12-01 |  | Removed from Ground | Gas (Historical Use) | 6000 | Steel-Impressed Current | 1970-01-01 | Cathodically Protected | Pressurized
9029077 | 2 |  | 1997-12-01 |  | 1997-12-01 |  | Removed from Ground | Gas (Historical Use) | 6000 | Steel-Impressed Current | 1970-01-01 | Cathodically Protected | Pressurized
9029077 | 3 |  | 1997-12-01 |  | 1997-12-01 |  | Removed from Ground | Diesel | 3000 | Steel-Impressed Current | 1970-01-01 | Cathodically Protected | Suction (American)
9029077 | 4 |  | 1997-12-01 |  | 1997-12-01 |  | Removed from Ground | Gas (Historical Use) | 4000 | Steel-Impressed Current | 1970-01-01 | Cathodically Protected | Suction (American)
9029078 | 1 |  | 2007-01-19 | yes | 1994-06-16 | yes | Currently in Use | Used Oil | 4000 | Galvanic (STIP-3) | 1994-06-16 | Not Marked
9029078 | 2 | Ball Float | 2008-01-01 | no | 2008-01-01 | no | Currently in Use | Biodiesel | 10000 | Galvanic (STIP-3) | 2008-01-01 | Double-Walled Flex | Pressurized
9029078 | 3 | Ball Float | 2008-01-01 | no | 2008-01-01 | no | Currently in Use | Ethanol | 10000 | Galvanic (STIP-3) | 2008-01-01 | Double-Walled Flex | Pressurized
9029078 | 4 | Ball Float | 2008-01-01 | no | 2008-01-01 | no | Currently in Use | Ethanol | 10000 | Galvanic (STIP-3) | 2008-01-01 | Double-Walled Flex | Pressurized
9029079 | 1 |  |  | yes |  | yes | Removed from Ground | Used Oil | 1000 | Not Marked/Unknown | 1996-11-19 | Galvanized Steel | Gravity Fed
9029080 | 1 | [5 empty] | Removed from Ground | Gas (Historical Use) | 4000 | Bare Steel | 1979-01-15 | Galvanized Steel | Suction (American)
9029080 | 2 | [5 empty] | Removed from Ground | Diesel | 1000 | Bare Steel | 1979-01-15 | Galvanized Steel | Suction (American)
9029080 | 3 | Flapper Valve | 1998-05-13 | no | 1998-05-13 | no | Currently in Use | Gas (Historical Use) | 8000 | Composite | 1998-05-13 | Fiberglass Reinforced Plastic | Suction (American)
9029080 | 4 | Flapper Valve | 1998-05-13 | no | 1998-05-13 | no | Currently in Use | Diesel | 4000 | Composite | 1998-05-13 | Fiberglass Reinforced Plastic | Suction (American)
9029081 | 1 | Flapper Valve | 1991-11-19 | no | 1991-11-19 | no | Currently in Use | Gas (Historical Use) | 10000 | Galvanic (STIP-3) | 1991-11-19 | Galvanized Steel | Suction (American)
9029081 | 2 | Flapper Valve | 1990-04-17 | no | 1990-04-17 | no | Currently in Use | Diesel | 2000 | Galvanic (STIP-3) | 1990-04-17 | Galvanized Steel | Suction (American)
9029082 | 1 | Flapper Valve | 1987-09-30 | no | 1987-09-30 | no | Currently in Use | Diesel | 2000 | Galvanic (STIP-3) | 1987-09-30 | Galvanized Steel | Safe Suction (Euro)
9029083 | DIESEL | [5 empty] | Permanently Out of Use - historical purposes | Empty | 1000 | Bare Steel | 1964-01-17 | Bare Steel | Suction (American)
9029083 | GAS | [5 empty] | Permanently Out of Use - historical purposes | Empty | 1000 | Bare Steel | 1962-08-23 | Bare Steel | Suction (American)
9029084 | 1 |  |  | yes |  | yes | Temporarily out of use | Used Oil | 500 | Galvanic (STIP-3) | 1987-07-01 | Cathodically Protected | Gravity Fed
9029085 | 1 | [5 empty] | Removed from Ground | Gas (Historical Use) | 10000 | Bare Steel | 1999-10-06 | Galvanized Steel | Suction (American)
9029085 | 2 | [5 empty] | Removed from Ground | Gas (Historical Use) | 2000 | Bare Steel | 1999-10-06 | Galvanized Steel | Suction (American)
9029085 | 3 | [5 empty] | Removed from Ground | Diesel | 2000 | Bare Steel | 1999-10-06 | Galvanized Steel | Suction (American)
9029085 | 4 |  |  | yes |  | yes | Removed from Ground | Used Oil | 1000 | Bare Steel | 1996-12-06 | Galvanized Steel | Gravity Fed
9029085 | 5 |  |  | yes |  | yes | Removed from Ground | Used Oil | 1000 | Bare Steel | 1995-01-28 | Galvanized Steel | Gravity Fed
9029086 | 1 |  |  | yes |  | yes | Removed from Ground | Used Oil | 500 | Bare Steel | 1996-12-09 | Not Marked
9029087 | 1 | Flapper Valve | 2012-04-09 | yes | 2012-02-15 | yes | Currently in Use | Gas (Historical Use) | 6000 | Steel-Impressed Current | 1973-01-01 | Steel (Impressed Current) | Pressurized
9029087 | 2 | Flapper Valve | 2012-04-09 | yes | 2012-02-15 | yes | Currently in Use | Gas (Historical Use) | 6000 | Steel-Impressed Current | 1973-01-01 | Steel (Impressed Current) | Pressurized
9029087 | 3 |  | 2012-04-09 | yes | 2012-02-15 | yes | Temporarily out of use | Gas (Historical Use) | 4000 | Steel-Impressed Current | 1973-01-01 | Steel (Impressed Current) | Pressurized
9029087 | 4 | Flapper Valve | 2012-04-09 | yes | 2012-02-15 | yes | Currently in Use | Diesel | 4000 | Steel-Impressed Current | 1997-05-01 | Steel (Impressed Current) | Pressurized
9029087 | 5 |  | 2012-04-09 | yes | 2016-03-11 | yes | Currently in Use | Used Oil | 500 | Cathodically Protected Steel | 1973-01-01 | Steel (Impressed Current) | Gravity Fed
9029088 | 1 | [5 empty] | Removed from Ground | Gas (Historical Use) | 3500 | Bare Steel | 1995-12-13 | Unknown
9029088 | 2 | [5 empty] | Removed from Ground | Gas (Historical Use) | 3500 | Bare Steel | 1995-02-14 | Not Marked
9029089 | 1 | [5 empty] | Removed from Ground | Kerosene | 550 | Marked Unknown | 1995-10-09 | Unknown
9029089 | 2 | [5 empty] | Removed from Ground | Gas (Historical Use) | 1000 | Marked Unknown | 1995-10-09 | Unknown
9029090 | 1 |  | 1998-04-29 |  | 1998-04-29 |  | Currently in Use | Diesel | 2000 | Steel-Impressed Current | 1987-01-01 | Fiberglass Reinforced Plastic | Safe Suction (Euro)
9029090 | 2 |  | 1998-04-29 |  | 1998-04-29 |  | Currently in Use | Gas (Historical Use) | 8000 | Steel-Impressed Current | 1987-01-01 | Fiberglass Reinforced Plastic | Pressurized
9029090 | 3 |  | 1998-04-29 |  | 1998-04-29 |  | Currently in Use | Gas (Historical Use) | 8000 | Steel-Impressed Current | 1987-01-01 | Fiberglass Reinforced Plastic | Pressurized
9029090 | 4 |  | 1998-04-29 |  | 1998-04-29 |  | Currently in Use | Gas (Historical Use) | 8000 | Steel-Impressed Current | 1987-01-01 | Fiberglass Reinforced Plastic | Pressurized
9029091 | 1 |  | 1997-12-01 |  | 1997-12-01 |  | Currently in Use | Diesel | 6000 | Steel-Impressed Current | 1987-01-01 | Fiberglass Reinforced Plastic | Safe Suction (Euro)
9029091 | 2 |  | 1997-12-01 |  | 1997-12-01 |  | Currently in Use | Gas (Historical Use) | 8000 | Steel-Impressed Current | 1987-01-01 | Fiberglass Reinforced Plastic | Pressurized
9029091 | 3 |  | 1997-12-01 |  | 1997-12-01 |  | Currently in Use | Gas (Historical Use) | 8000 | Steel-Impressed Current | 1987-01-01 | Fiberglass Reinforced Plastic | Pressurized
9029091 | 4 |  | 1997-12-01 |  | 1997-12-01 |  | Currently in Use | Gas (Historical Use) | 8000 | Steel-Impressed Current | 1987-01-01 | Fiberglass Reinforced Plastic | Pressurized
9029091 | 5 |  | 1997-12-01 |  | 1997-12-01 |  | Currently in Use | Other | 2000 | Steel-Impressed Current | 1987-01-01 | Fiberglass Reinforced Plastic | Safe Suction (Euro)
9029092 | 1 | Flapper Valve | 1988-12-01 |  | 1988-12-01 |  | Removed from Ground | Diesel | 4500 | Galvanic (STIP-3) | 1998-12-01 | Steel (Impressed Current) | Safe Suction (Euro)
9029092 | 2 | [5 empty] | Removed from Ground | Gas (Historical Use) | 1000 | Bare Steel | 1999-02-01 | Galvanized Steel | Safe Suction (Euro)
9029092 | 3 | Flapper Valve | 1999-02-04 |  | 1999-02-04 |  | Removed from Ground | Gas (Historical Use) | 1000 | Composite | 1999-02-04 | Fiberglass Reinforced Plastic | Safe Suction (Euro)
9029094 | 1 | Ball Float | 1988-03-01 |  | 1988-03-01 |  | Temporarily out of use | Diesel | 2000 | Galvanic (STIP-3) | 1988-03-01 | Galvanized Steel | Safe Suction (Euro)
9029095 | 1 |  | 1998-12-20 |  | 1998-12-20 |  | Removed from Ground | Gas (Historical Use) | 5000 | Steel-Impressed Current | 1982-12-01 | Cathodically Protected | Safe Suction (Euro)
9029097 | 1 |  | 1987-12-01 |  | 1997-08-05 |  | Removed from Ground | Gas (Historical Use) | 10000 | Cathodically Protected Steel | 1987-12-01 | Cathodically Protected | Suction (American)
9029098 | 1 | [5 empty] | Removed from Ground | Diesel | 8000 | Bare Steel | 1969-01-01 | Galvanized Steel | Pressurized
9029098 | 2 | [5 empty] | Removed from Ground | Gas (Historical Use) | 8000 | Bare Steel | 1969-01-01 | Galvanized Steel | Suction (American)
9029099 | 1 | Flapper Valve | 1998-07-01 | no | 1998-07-01 | no | Temporarily out of use | Diesel | 8000 | Galvanic (STIP-3) | 2013-04-02 | Fiberglass Reinforced Plastic | Pressurized
9029099 | 2 | Flapper Valve | 1998-07-01 | no | 1998-07-01 | no | Temporarily out of use | Diesel | 15000 | Galvanic (STIP-3) | 2000-08-09 | Fiberglass Reinforced Plastic | Pressurized
9029100 | 1 | Flapper Valve | 1988-01-01 |  | 1988-01-01 |  | Currently in Use | Gas (Historical Use) | 10000 | Galvanic (STIP-3) | 1988-11-21 | Double-Walled Fiberglass | Pressurized
9029100 | 2 | Flapper Valve | 1988-01-01 | no | 1988-01-01 | no | Currently in Use | Diesel | 10000 | Galvanic (STIP-3) | 1988-11-21 | Double-Walled Fiberglass | Pressurized
9029101 | 1 |  |  | no |  | no | Removed from Ground | Gas (Historical Use) | 10000 | Bare Steel | 1972-01-01 | Bare Steel | Suction (American)
9029102 | 1 | [5 empty] | Removed from Ground | Gas (Historical Use) | 550 | Marked Unknown | 1996-01-26 | Unknown
9029102 | 2 | [5 empty] | Removed from Ground | Diesel | 550 | Marked Unknown | 1996-01-26 | Unknown
9029103 | 702380 | Ball Float | 1995-10-26 |  | 1995-10-26 |  | Currently in Use | Gas (Historical Use) | 12000 | Fiberglass Double Walled | 1995-10-26 | Double-Walled Fiberglass | Pressurized
9029103 | 702412 | Ball Float | 1995-10-26 |  | 1995-10-26 |  | Currently in Use | Gas (Historical Use) | 12000 | Fiberglass Double Walled | 1995-10-26 | Double Walled | Pressurized
9029103 | 722421 | Flapper Valve | 1995-10-26 |  | 1995-10-26 |  | Currently in Use | Diesel | 2000 | Fiberglass Double Walled | 1995-10-26 | Double-Walled Flex | Pressurized
9029104 | 1 | [5 empty] | Removed from Ground | Gas (Historical Use) | 0 | Not Marked/Unknown |  | Not Marked
9029109 | 1 | [5 empty] | Removed from Ground | Diesel | 6000 | Marked Unknown | 1996-02-26 | Unknown
9029110 | 1 | [5 empty] | Removed from Ground | Propane | 550 | Bare Steel | 1993-10-05 | Galvanized Steel | Gravity Fed
9029111 | 1 | [5 empty] | Removed from Ground | Used Oil | 2000 | Not Marked/Unknown | 1998-09-12 | Not Marked
9029111 | 2 | [5 empty] | Removed from Ground | Gas (Historical Use) | 2000 | Not Marked/Unknown | 1998-09-12 | Not Marked
9029111 | 3 | [5 empty] | Removed from Ground | Gas (Historical Use) | 2000 | Not Marked/Unknown | 1998-09-12 | Not Marked
9029111 | 4 | [5 empty] | Removed from Ground | Gas (Historical Use) | 1000 | Not Marked/Unknown | 1998-09-12 | Not Marked
9029111 | 5 | Ball Float | 2012-07-11 | no | 2012-07-11 | no | Currently in Use | Gas (Historical Use) | 20000 | Composite Double Walled | 2012-07-11 | Double-Walled Fiberglass | Pressurized
9029111 | 6 | Ball Float | 2012-07-11 | no | 2012-07-11 | no | Currently in Use | Gas (Historical Use) | 12000 | Composite Double Walled | 2012-07-11 | Double-Walled Fiberglass | Pressurized
9029111 | 7 | Ball Float | 2012-07-11 | no | 2012-07-11 | no | Currently in Use | Diesel | 12000 | Composite Double Walled | 2012-07-11 | Double-Walled Fiberglass | Pressurized
9029112 | 1 | [5 empty] | Removed from Ground | Gas (Historical Use) | 3000 | Marked Unknown |  | Unknown
9029112 | 2 | [5 empty] | Removed from Ground | Gas (Historical Use) | 3000 | Marked Unknown |  | Unknown
9029112 | 3 | [5 empty] | Removed from Ground | Gas (Historical Use) | 3000 | Marked Unknown |  | Unknown
9029112 | 4 | [5 empty] | Removed from Ground | Kerosene | 550 | Bare Steel |  | Galvanized Steel | Suction (American)
9029112 | 5 |  |  | yes |  | yes | Removed from Ground | Used Oil | 550 | Bare Steel |  | Galvanized Steel | Suction (American)
9029113 | 1 | [5 empty] | Removed from Ground | Gas (Historical Use) | 1000 | Not Marked/Unknown | 1997-01-30 | Not Marked
9029113 | 2 | [5 empty] | Removed from Ground | Gas (Historical Use) | 1000 | Not Marked/Unknown | 1997-01-30 | Not Marked
9029113 | 3 | [5 empty] | Removed from Ground | Gas (Historical Use) | 3000 | Not Marked/Unknown | 1997-01-30 | Not Marked
9029113 | 4 | [5 empty] | Removed from Ground | Other | 550 | Not Marked/Unknown | 1997-01-30 | Not Marked
9029113 | 5 |  |  | yes |  | yes | Removed from Ground | Used Oil | 550 | Not Marked/Unknown | 1997-01-30 | Not Marked
9029116 | 1 | [5 empty] | Removed from Ground | Gas (Historical Use) | 0 | Not Marked/Unknown | 1997-05-22 | Not Marked
9029116 | 2 | [5 empty] | Removed from Ground | Gas (Historical Use) | 0 | Not Marked/Unknown | 1997-05-22 | Not Marked
9029116 | 3 | [5 empty] | Removed from Ground | Diesel | 0 | Not Marked/Unknown | 1997-06-02 | Not Marked
9029116 | 4 | [5 empty] | Removed from Ground | Gas (Historical Use) | 0 | Not Marked/Unknown | 1997-06-02 | Not Marked
9029117 | 1 | [5 empty] | Removed from Ground | Gas (Historical Use) | 2000 | Not Marked/Unknown |  | Not Marked
9029117 | 2 | [5 empty] | Removed from Ground | Gas (Historical Use) | 2000 | Not Marked/Unknown |  | Not Marked
9029117 | 3 | [5 empty] | Removed from Ground | Gas (Historical Use) | 2000 | Not Marked/Unknown |  | Not Marked
9029117 | 4 | [5 empty] | Removed from Ground | Gas (Historical Use) | 3000 | Not Marked/Unknown |  | Not Marked
9029117 | 5 | [5 empty] | Removed from Ground | Diesel | 1000 | Not Marked/Unknown |  | Not Marked
9029118 | 1 | [5 empty] | Removed from Ground | Gas (Historical Use) | 1000 | Bare Steel | 1955-01-01 | Galvanized Steel | Suction (American)
9029118 | 2 | [5 empty] | Removed from Ground | Gas (Historical Use) | 1000 | Bare Steel | 1955-01-01 | Galvanized Steel | Suction (American)
9029118 | 3 | [5 empty] | Removed from Ground | Gas (Historical Use) | 1000 | Bare Steel | 1955-01-01 | Galvanized Steel | Suction (American)
9029119 | 1 | [5 empty] | Removed from Ground | Gas (Historical Use) | 550 | Not Marked/Unknown | 1997-07-31 | Not Marked
9029119 | 2 | [5 empty] | Removed from Ground | Diesel | 4000 | Not Marked/Unknown | 1997-07-31 | Not Marked
9029119 | 3 | [5 empty] | Removed from Ground | Diesel | 6000 | Not Marked/Unknown | 1997-07-31 | Not Marked
9029120 | 1 | [5 empty] | Removed from Ground | Diesel | 4000 | Bare Steel | 1997-12-15 | Galvanized Steel | Suction (American)
9029120 | 2 | [5 empty] | Removed from Ground | Diesel | 4000 | Bare Steel | 1997-12-15 | Galvanized Steel | Suction (American)
9029120 | 3 | [5 empty] | Removed from Ground | Gas (Historical Use) | 4000 | Bare Steel | 1997-12-15 | Galvanized Steel | Suction (American)
9029121 | 1A |  | 1998-05-15 |  | 1998-05-15 |  | Currently in Use | Gas (Historical Use) | 12000 | Composite | 1998-04-30 | Fiberglass Reinforced Plastic | Pressurized
9029121 | 1B |  | 1998-05-15 |  | 1998-05-15 |  | Currently in Use | Gas (Historical Use) | 8000 | Composite | 1998-04-30 | Fiberglass Reinforced Plastic | Pressurized
9029121 | 2 |  | 1998-05-15 |  | 1998-05-15 |  | Currently in Use | Kerosene | 2000 | Composite | 1998-04-30 | Fiberglass Reinforced Plastic | Safe Suction (Euro)
9029122 | 1 | Ball Float | 1997-12-01 | no | 1997-12-01 | no | Currently in Use | Regular | 15000 | Fiberglass | 1997-11-26 | Fiberglass Reinforced Plastic | Pressurized
9029122 | 2 | Ball Float | 1997-12-01 | no | 1997-12-01 | no | Currently in Use | Premium | 12000 | Fiberglass | 1997-11-26 | Fiberglass Reinforced Plastic | Pressurized
9029122 | 3 | Ball Float | 1997-12-01 | no | 1997-12-01 | no | Currently in Use | Diesel | 10000 | Fiberglass | 1997-11-26 | Fiberglass Reinforced Plastic | Pressurized
9029122 | 4 | Flapper Valve | 1997-12-01 | no | 1997-12-01 | no | Currently in Use | Kerosene | 2000 | Fiberglass | 1997-11-26 | Fiberglass Reinforced Plastic | Safe Suction (Euro)
9029123 | 1 |  | 1998-11-01 |  | 1998-11-01 |  | Currently in Use | Gas (Historical Use) | 12000 | Composite | 1998-11-01 | Fiberglass Reinforced Plastic | Pressurized
9029123 | 2 |  | 1998-11-01 | no | 1998-11-01 | no | Currently in Use | Gas (Historical Use) | 10000 | Composite | 1998-11-01 | Fiberglass Reinforced Plastic | Pressurized
9029124 | 1 |  | 1998-08-01 | no | 1998-08-01 | no | Currently in Use | Diesel | 15000 | Composite Double Walled | 1998-08-01 | Double-Walled Fiberglass | Pressurized
9029124 | 2 |  | 1998-08-01 | no | 1998-08-01 | no | Currently in Use | Gas (Historical Use) | 5000 | Composite Double Walled | 1998-08-01 | Double-Walled Fiberglass | Pressurized
9029125 | 1 | [5 empty] | Removed from Ground | Diesel | 2000 | Cathodically Protected Steel | 1989-01-01 | Cathodically Protected | Suction (American)
9029126 | 1 | [5 empty] | Removed from Ground | Empty | 1000 | Bare Steel | 1970-01-01 | Bare Steel | Suction (American)
9029126 | 2 | [5 empty] | Removed from Ground | Empty | 3000 | Bare Steel | 1970-01-01 | Bare Steel | Safe Suction (Euro)
9029126 | 3 | [5 empty] | Removed from Ground | Empty | 3000 | Bare Steel | 1970-01-01 | Bare Steel | Safe Suction (Euro)
9029126 | 4 | [5 empty] | Removed from Ground | Empty | 1000 | Bare Steel | 1970-01-01 | Bare Steel | Suction (American)
9029127 | 1 | [5 empty] | Removed from Ground | Empty | 1000 | Bare Steel | 1970-01-01 | Bare Steel
9029127 | 2 | [5 empty] | Removed from Ground | Empty | 1000 | Bare Steel | 1970-01-01 | Bare Steel
9029128 | 1 |  | 1999-12-01 |  | 1999-12-01 |  | Currently in Use | Gas (Historical Use) | 10000 | Epoxy | 1999-12-01 | Fiberglass Reinforced Plastic | Pressurized
9029128 | 2 |  | 1999-12-01 |  | 1999-12-01 |  | Currently in Use | Gas (Historical Use) | 8000 | Epoxy | 1999-12-01 | Fiberglass Reinforced Plastic | Pressurized
9029129 | 1 | Ball Float | 2000-04-01 | no | 2000-04-01 | no | Currently in Use | Gas (Historical Use) | 15000 | Epoxy | 2000-04-01 | Fiberglass Reinforced Plastic | Pressurized
9029129 | 2 | Ball Float | 2000-04-01 | no | 2000-04-01 | no | Currently in Use | Gas (Historical Use) | 12000 | Epoxy | 2000-04-01 | Fiberglass Reinforced Plastic | Pressurized
9029129 | 3 | Flapper Valve | 2000-04-01 | no | 2000-04-01 | no | Currently in Use | Diesel | 6000 | Epoxy | 2000-04-01 | Fiberglass Reinforced Plastic | Pressurized
9029129 | 4 | Flapper Valve | 2000-04-01 | no | 2000-04-01 | no | Currently in Use | Diesel | 4000 | Epoxy | 2000-04-01 | Fiberglass Reinforced Plastic | Pressurized
9029130 | 1 |  | 2000-07-01 |  | 2000-07-01 |  | Currently in Use | Gas (Historical Use) | 12000 | Epoxy | 2000-07-01 | Fiberglass Reinforced Plastic | Pressurized
9029130 | 2 |  | 2000-07-01 |  | 2000-07-01 |  | Currently in Use | Gas (Historical Use) | 10000 | Epoxy | 2000-07-01 | Fiberglass Reinforced Plastic | Pressurized
9029130 | 3 |  | 2000-07-01 |  | 2000-07-01 |  | Currently in Use | Diesel | 6000 | Epoxy | 2000-07-01 | Fiberglass Reinforced Plastic | Pressurized
9029130 | 4 |  | 2000-07-01 |  | 2000-07-01 |  | Currently in Use | Diesel | 4000 | Epoxy | 2000-07-01 | Fiberglass Reinforced Plastic | Pressurized
9029131 | 1 | [5 empty] | Removed from Ground | Gas (Historical Use) | 1000 | Bare Steel | 1980-01-01 | Bare Steel
9029131 | 2 | [5 empty] | Removed from Ground | Gas (Historical Use) | 1000 | Bare Steel | 1980-01-01 | Bare Steel
9029132 | 1 | [5 empty] | Removed from Ground | Used Oil | 250 | Bare Steel | 1999-10-01 | Bare Steel | Gravity Fed
9029133 | 1 |  | 2000-07-17 |  | 2000-07-17 |  | Currently in Use | Kerosene | 2000 | Composite | 2000-07-17 | Fiberglass Reinforced Plastic | Suction (American)
9029133 | 2A |  | 2000-07-17 |  | 2000-07-17 |  | Currently in Use | Diesel | 4000 | Composite | 2000-07-17 | Fiberglass Reinforced Plastic | Suction (American)
9029133 | 2B |  | 2000-07-17 |  | 2000-07-17 |  | Currently in Use | Gas (Historical Use) | 8000 | Composite | 2000-07-17 | Fiberglass Reinforced Plastic | Suction (American)
9029133 | 3 |  | 2000-07-17 |  | 2000-07-17 |  | Currently in Use | Gas (Historical Use) | 15000 | Composite | 2000-07-17 | Fiberglass Reinforced Plastic | Suction (American)
9029133 | 4 |  | 2000-07-17 |  | 2000-07-17 |  | Currently in Use | Diesel | 8000 | Composite | 2000-07-17 | Fiberglass Reinforced Plastic | Suction (American)
9029134 | 1 | [5 empty] | Removed from Ground | Gas (Historical Use) | 10000 | Bare Steel | 1984-04-01 | Galvanized Steel | Suction (American)
9029135 | 1 |  | 1999-12-01 |  | 1999-12-01 |  | Currently in Use | Diesel | 4000 | Double Walled | 1999-11-01 | Not Marked | Suction (American)
9029136 | 1 | [5 empty] | Removed from Ground | Gas (Historical Use) | 0 | Marked Unknown | 1968-01-01 | Unknown
9029136 | 2 | [5 empty] | Removed from Ground | Gas (Historical Use) | 0 | Marked Unknown | 1968-01-01 | Unknown
9029136 | 3 | [5 empty] | Removed from Ground | Gas (Historical Use) | 0 | Marked Unknown | 1968-01-01 | Unknown
9030001 | 1 | [5 empty] | Removed from Ground | Diesel | 560 | Cathodically Protected Steel | 1987-01-01 | Galvanized Steel
9030001 | 2 | [5 empty] | Removed from Ground | Gas (Historical Use) | 560 | Bare Steel | 1984-01-01 | Bare Steel
9030001 | 200195 |  | 1992-04-03 |  | 1992-04-03 |  | Removed from Ground | Diesel | 1000 | Galvanic (STIP-3) | 1992-04-30 | Cathodically Protected | Safe Suction (Euro)
9030001 | 200198 |  | 1992-04-03 |  | 1992-04-03 |  | Removed from Ground | Gas (Historical Use) | 1000 | Galvanic (STIP-3) | 1992-04-30 | Cathodically Protected | Safe Suction (Euro)
9030001 | 3 | [5 empty] | Removed from Ground | Gas (Historical Use) | 560 | Bare Steel | 1955-01-01 | Galvanized Steel
9030003 | 1 | [5 empty] | Removed from Ground | Gas (Historical Use) | 3000 | Marked Unknown | 1998-04-01 | Unknown
9030003 | 2 | [5 empty] | Removed from Ground | Diesel | 3000 | Marked Unknown | 1998-04-01 | Unknown
9030003 | 3 | [5 empty] | Removed from Ground | Gas (Historical Use) | 3000 | Marked Unknown | 1998-04-01 | Unknown
9030003 | 4 | [5 empty] | Removed from Ground | Gas (Historical Use) | 10000 | Marked Unknown | 1998-04-01 | Unknown
9030003 | 5 | [5 empty] | Removed from Ground | Diesel | 10000 | Marked Unknown | 1998-04-01 | Unknown
9030003 | 6 | [5 empty] | Removed from Ground | Gas (Historical Use) | 10000 | Marked Unknown | 1998-04-01 | Unknown
9030004 | 1 | [5 empty] | Removed from Ground | Gas (Historical Use) | 8000 | Bare Steel | 1979-01-01 | Galvanized Steel
9030004 | 2 | [5 empty] | Removed from Ground | Gas (Historical Use) | 8000 | Bare Steel | 1979-01-01 | Galvanized Steel
9030005 | 1 | [5 empty] | Removed from Ground | Gas (Historical Use) | 2000 | Bare Steel | 1982-01-01 | Galvanized Steel
9030005 | 2 | [5 empty] | Removed from Ground | Gas (Historical Use) | 10000 | Bare Steel | 1982-01-01 | Galvanized Steel
9030005 | 3 | [5 empty] | Removed from Ground | Gas (Historical Use) | 4000 | Bare Steel | 1982-01-01 | Galvanized Steel
9030005 | 4 | [5 empty] | Removed from Ground | Gas (Historical Use) | 10000 | Bare Steel | 1982-01-01 | Galvanized Steel
9030006 | 1 | [5 empty] | Removed from Ground | Gas (Historical Use) | 500 | Not Marked/Unknown | 1994-06-20 | Not Marked
9030007 | 1RUL | Ball Float | 2006-01-01 |  | 2006-01-01 |  | Currently in Use | Gas (Historical Use) | 8000 | Galvanic (STIP-3) | 1994-03-01 | Fiberglass Reinforced Plastic | Pressurized
9030007 | 2SUL | Ball Float | 2006-01-01 |  | 2006-01-01 |  | Currently in Use | Gas (Historical Use) | 4000 | Galvanic (STIP-3) | 1994-03-01 | Fiberglass Reinforced Plastic | Pressurized
9030007 | 3PLUS | Ball Float | 2006-01-01 |  | 2006-01-01 |  | Currently in Use | Gas (Historical Use) | 4000 | Galvanic (STIP-3) | 1994-03-01 | Fiberglass Reinforced Plastic | Pressurized
9030009 | 1 | [5 empty] | Removed from Ground | Gas (Historical Use) | 500 | Bare Steel | 1998-05-18 | Galvanized Steel | Safe Suction (Euro)
9030009 | 2 | [5 empty] | Removed from Ground | Gas (Historical Use) | 500 | Bare Steel | 1998-05-18 | Galvanized Steel | Safe Suction (Euro)
9030009 | 3 |  | 1999-06-28 |  | 1999-06-28 |  | Currently in Use | Gas (Historical Use) | 1000 | Composite | 1998-05-19 | Double-Walled Fiberglass | Suction (American)
9030009 | 4 |  | 1999-06-28 |  | 1999-06-28 |  | Currently in Use | Gas (Historical Use) | 2000 | Composite | 1998-05-19 | Double-Walled Fiberglass | Suction (American)
9030010 | 1 | [5 empty] | Removed from Ground | Gas (Historical Use) | 8000 | Marked Unknown | 1972-01-01 | Unknown
9030010 | 2 | [5 empty] | Removed from Ground | Gas (Historical Use) | 8000 | Marked Unknown | 1972-01-01 | Unknown
9030010 | 3A | Flapper Valve | 2006-11-20 | no | 2006-11-20 | no | Currently in Use | Premium | 9000 | Composite | 2006-11-20 | Fiberglass Reinforced Plastic | Pressurized
9030010 | 3B | Flapper Valve | 2006-11-20 | no | 2006-11-20 | no | Currently in Use | Regular | 3000 | Composite | 2006-11-20 | Fiberglass Reinforced Plastic | Pressurized
9030011 | 1 | Flapper Valve | 1999-02-18 |  | 1999-02-18 |  | Currently in Use | Gas (Historical Use) | 6000 | Fiberglass Double Walled | 1999-02-16 | Double-Walled Fiberglass | Pressurized
9030012 | 1 | [5 empty] | Removed from Ground | Gas (Historical Use) | 500 | Bare Steel | 1980-01-01 | Bare Steel | Safe Suction (Euro)
9030012 | 2 | [5 empty] | Removed from Ground | Diesel | 1000 | Bare Steel | 1980-01-01 | Bare Steel | Safe Suction (Euro)
9030013 | 1 | [5 empty] | Removed from Ground | Gas (Historical Use) | 550 | Bare Steel | 2001-06-04 | Bare Steel
9031001 | 1 |  | 1988-06-01 |  | 1988-06-01 |  | Removed from Ground | Gas (Historical Use) | 12000 | Fiberglass | 1988-11-15 | Fiberglass Reinforced Plastic | Pressurized
9031001 | 2 |  | 1988-06-01 |  | 1988-06-01 |  | Removed from Ground | Gas (Historical Use) | 10000 | Fiberglass | 1988-11-15 | Fiberglass Reinforced Plastic | Pressurized
9031001 | 3 |  | 1988-06-01 |  | 1988-06-01 |  | Removed from Ground | Gas (Historical Use) | 10000 | Fiberglass | 1988-11-15 | Fiberglass Reinforced Plastic | Pressurized
9031001 | 4 | Ball Float | 2001-05-22 | no | 2001-05-22 | no | Currently in Use | Regular | 10000 | Fiberglass Double Walled | 2001-05-10 | Double-Walled Flex | Pressurized
9031001 | 5 | Ball Float | 2001-05-22 | no | 2001-05-22 | no | Currently in Use | Regular | 10000 | Fiberglass Double Walled | 2001-05-10 | Double-Walled Flex | Pressurized
9031001 | 6 | Ball Float | 2001-05-22 | no | 2001-05-22 | no | Currently in Use | Premium | 10000 | Fiberglass Double Walled | 2001-05-10 | Double-Walled Flex | Pressurized
9031001 | 7 | Ball Float | 2001-05-22 | no | 2001-05-22 | no | Currently in Use | Diesel | 10000 | Fiberglass Double Walled | 2001-05-10 | Double-Walled Flex | Pressurized
9031002 | 1 | [5 empty] | Removed from Ground | Gas (Historical Use) | 1000 | Marked Unknown | 1991-02-25 | Unknown
9031002 | 2 | [5 empty] | Removed from Ground | Diesel | 1000 | Marked Unknown | 1991-02-25 | Unknown
9031003 | 1 | Ball Float | 1988-01-01 | no | 1988-01-01 | no | Currently in Use | Regular | 12000 | Fiberglass | 1988-01-01 | Fiberglass Reinforced Plastic | Pressurized
9031003 | 2 | Ball Float | 1988-01-01 | no | 1988-01-01 | no | Currently in Use | Premium | 10000 | Fiberglass | 1988-01-01 | Fiberglass Reinforced Plastic | Pressurized
9031003 | 3 | Ball Float | 1988-01-01 | no | 1988-01-01 | no | Currently in Use | Diesel | 10000 | Fiberglass | 1988-01-01 | Fiberglass Reinforced Plastic | Pressurized
9031004 | 1 | [5 empty] | Removed from Ground | Gas (Historical Use) | 3000 | Bare Steel | 1971-01-01 | Galvanized Steel | Pressurized
9031004 | 2 |  |  | yes |  | yes | Removed from Ground | Used Oil | 550 | Bare Steel | 1971-01-01 | Unknown | Gravity Fed
9031006 | 1 |  |  | yes |  | yes | Removed from Ground | Used Oil | 550 | Bare Steel | 1979-01-01 | Unknown
9031006 | 2 |  | 1998-07-01 |  | 1998-07-01 |  | Removed from Ground | Diesel | 7896 | Steel-Impressed Current | 1971-01-01 | Cathodically Protected | Suction (American)
9031006 | 3 |  | 1998-07-01 |  | 1998-07-01 |  | Removed from Ground | Gas (Historical Use) | 7896 | Steel-Impressed Current | 1971-01-01 | Cathodically Protected | Suction (American)
9031008 | 1 | [5 empty] | Permanently Out of Use - historical purposes | Diesel | 8000 | Bare Steel | 1976-01-01 | Galvanized Steel
9031008 | 2 | [5 empty] | Permanently Out of Use - historical purposes | Gas (Historical Use) | 8000 | Bare Steel | 1976-01-01 | Galvanized Steel
9031008 | 3 | [5 empty] | Permanently Out of Use - historical purposes | Gas (Historical Use) | 8000 | Bare Steel | 1976-01-01 | Galvanized Steel
9031008 | 4 | [5 empty] | Permanently Out of Use - historical purposes | Gas (Historical Use) | 8000 | Bare Steel | 1976-01-01 | Galvanized Steel
9031008 | 5 | [5 empty] | Permanently Out of Use - historical purposes | Gas (Historical Use) | 8000 | Bare Steel | 1976-01-01 | Galvanized Steel
9031009 | 1 |  |  | yes |  | yes | Permanently Out of Use - historical purposes | Used Oil | 1000 | Marked Unknown |  | Not Marked
9031010 | 1 | [5 empty] | Removed from Ground | Gas (Historical Use) | 10000 | Cathodically Protected Steel | 1977-01-01 | Galvanized Steel | Pressurized
9031010 | 2 | [5 empty] | Removed from Ground | Gas (Historical Use) | 10000 | Cathodically Protected Steel | 1977-01-01 | Galvanized Steel | Pressurized
9031010 | 3 | [5 empty] | Removed from Ground | Gas (Historical Use) | 10000 | Cathodically Protected Steel | 1977-01-01 | Galvanized Steel | Pressurized
9031010 | 4 | [5 empty] | Removed from Ground | Gas (Historical Use) | 10000 | Cathodically Protected Steel | 1977-01-01 | Galvanized Steel | Pressurized
9031010 | 5 | Ball Float | 1993-05-10 | no | 1993-05-10 | no | Currently in Use | Regular | 12000 | Fiberglass Double Walled | 1993-05-03 | Double-Walled Fiberglass | Pressurized
9031010 | 6 | Ball Float | 1993-05-10 | no | 1993-05-10 | no | Currently in Use | Plus | 12000 | Fiberglass Double Walled | 1993-05-02 | Double-Walled Fiberglass | Pressurized
9031010 | 7 | Ball Float | 1993-05-10 | no | 1993-05-10 | no | Currently in Use | Premium | 12000 | Fiberglass Double Walled | 1993-05-03 | Double-Walled Fiberglass | Pressurized
9031011 | 1 | [5 empty] | Removed from Ground | Diesel | 12000 | Marked Unknown | 1991-12-13 | Unknown
9031011 | 2 |  | 1992-08-17 |  | 1992-08-17 |  | Currently in Use | Diesel | 20000 | Double Walled | 1992-08-17 | Fiberglass Reinforced Plastic | Pressurized
9031011 | 3 |  |  | yes |  | yes | Removed from Ground | Used Oil | 8000 | Not Marked/Unknown | 1991-12-01 | Not Marked
9031011 | 4 | [5 empty] | Removed from Ground | Gas (Historical Use) | 10000 | Not Marked/Unknown | 1991-12-01 | Not Marked
9031011 | 5 | [5 empty] | Removed from Ground | Gas (Historical Use) | 10000 | Not Marked/Unknown | 1991-12-01 | Not Marked
9031011 | 6 | [5 empty] | Removed from Ground | Gas (Historical Use) | 10000 | Not Marked/Unknown | 1991-12-01 | Not Marked
9031012 | 1 | [5 empty] | Removed from Ground | Gas (Historical Use) | 4000 | Not Marked/Unknown | 1991-10-01 | Not Marked
9031012 | 2 | [5 empty] | Removed from Ground | Gas (Historical Use) | 4000 | Not Marked/Unknown | 1991-10-01 | Not Marked
9031012 | 3 | [5 empty] | Removed from Ground | Gas (Historical Use) | 4000 | Not Marked/Unknown | 1991-10-01 | Not Marked
9031012 | 4 | [5 empty] | Removed from Ground | Gas (Historical Use) | 4000 | Not Marked/Unknown | 1991-10-01 | Not Marked
9031013 | 1 | [5 empty] | Removed from Ground | Other | 10000 | Bare Steel | 1975-01-01 | Galvanized Steel | Safe Suction (Euro)
9031013 | 2 |  |  | yes |  | yes | Removed from Ground | Used Oil | 550 | Bare Steel | 1971-01-01 | Galvanized Steel | Gravity Fed
9031013 | 3 |  | 1992-01-10 | yes | 1992-01-01 | yes | Currently in Use | Used Oil | 550 | Fiberglass | 1992-01-01 | Fiberglass Reinforced Plastic | Gravity Fed
9031021 | 1 |  | 1989-01-01 |  | 1989-01-01 |  | Removed from Ground | Gas (Historical Use) | 10000 | Fiberglass | 1989-01-01 | Fiberglass Reinforced Plastic
9031021 | 2 |  | 1989-01-01 |  | 1989-01-01 |  | Removed from Ground | Gas (Historical Use) | 10000 | Fiberglass | 1989-01-01 | Fiberglass Reinforced Plastic
9031021 | 3 |  | 1989-01-01 |  | 1989-01-01 |  | Removed from Ground | Gas (Historical Use) | 10000 | Fiberglass | 1989-01-01 | Fiberglass Reinforced Plastic
9031022 | 1 | Ball Float | 1988-04-01 | no | 1988-04-01 | no | Currently in Use | Regular | 10000 | Fiberglass | 1988-04-01 | Fiberglass Reinforced Plastic | Pressurized
9031022 | 2 | Ball Float | 1988-04-01 | no | 1988-04-01 | no | Currently in Use | Plus | 10000 | Fiberglass | 1988-04-01 | Fiberglass Reinforced Plastic | Pressurized
9031022 | 3 | Ball Float | 1988-04-01 | no | 1988-04-01 | no | Currently in Use | Premium | 10000 | Fiberglass | 1988-04-01 | Fiberglass Reinforced Plastic | Pressurized
9031022 | 4 | Ball Float | 1988-04-01 | no | 1988-04-01 | no | Currently in Use | Diesel | 4000 | Fiberglass | 1988-04-01 | Fiberglass Reinforced Plastic | Pressurized
9031022 | 5 | Ball Float | 1988-04-01 | no | 1988-04-01 | no | Currently in Use | Kerosene | 2000 | Fiberglass | 1988-04-01 | Fiberglass Reinforced Plastic | Pressurized
9031023 | 1 | Flapper Valve | 1998-05-01 | no | 1992-01-01 | no | Currently in Use | Regular | 10000 |  | 1986-01-01 |  | Pressurized
9031023 | 2 | Flapper Valve | 1998-05-01 | no | 1992-01-01 | no | Currently in Use | Premium | 10000 |  | 1986-01-01 |  | Pressurized
9031023 | 3 | Flapper Valve | 1998-05-01 | no | 1992-01-01 | no | Currently in Use | Diesel | 10000 |  | 1986-01-01 |  | Pressurized
9031024 | 1 | Ball Float | 1989-07-08 | no | 1989-07-08 | no | Currently in Use | Regular | 10000 | Galvanic (STIP-3) | 1989-07-08 | Fiberglass Reinforced Plastic | Pressurized
9031024 | 2 | Ball Float | 1989-07-08 | no | 1989-07-08 | no | Currently in Use | Premium | 10000 | Galvanic (STIP-3) | 1989-07-08 | Fiberglass Reinforced Plastic | Pressurized
9031024 | 3 | Ball Float | 1989-07-08 | no | 1989-07-08 | no | Currently in Use | Diesel | 10000 | Galvanic (STIP-3) | 1989-07-08 | Fiberglass Reinforced Plastic | Pressurized
9031025 | 1 | [5 empty] | Removed from Ground | Gas (Historical Use) | 10152 | Bare Steel | 1982-09-24 | Galvanized Steel | Pressurized
9031025 | 2 | [5 empty] | Removed from Ground | Other | 10152 | Bare Steel | 1982-09-24 | Galvanized Steel | Pressurized
9031026 | 1 |  | 1989-10-01 |  | 1989-10-01 |  | Currently in Use | Gas (Historical Use) | 10000 | Galvanic (STIP-3) | 1989-11-01 | Fiberglass Reinforced Plastic | Pressurized
9031026 | 2 |  | 1989-10-01 |  | 1989-10-01 |  | Currently in Use | Gas (Historical Use) | 15000 | Galvanic (STIP-3) | 1989-11-01 | Fiberglass Reinforced Plastic | Pressurized
9031027 | 1 | [5 empty] | Removed from Ground | Diesel | 8000 | Cathodically Protected Steel | 1989-01-01 | Fiberglass Reinforced Plastic
9031028 | 1 | [5 empty] | Removed from Ground | Diesel | 550 | Bare Steel | 1976-01-01 | Unknown
9031028 | 2 | [5 empty] | Removed from Ground | Diesel | 125 | Unknown | 1992-11-09 | Bare Steel
9031029 | 1 | Ball Float | 1991-01-01 | no | 1991-01-01 | no | Currently in Use | Regular | 8200 | Galvanic (STIP-3) | 1991-01-01 | Double-Walled Fiberglass | Pressurized
9031029 | 2 | Ball Float | 1991-01-01 | no | 1991-01-01 | no | Currently in Use | Premium | 8200 | Galvanic (STIP-3) | 1991-01-01 | Double-Walled Fiberglass | Pressurized
9031029 | 3 | Ball Float | 1991-01-01 | no | 1991-01-01 | no | Currently in Use | Regular | 8200 | Galvanic (STIP-3) | 1991-01-01 | Double-Walled Fiberglass | Pressurized
9031030 | 1 |  |  | yes |  | yes | Removed from Ground | Used Oil | 560 | Bare Steel | 1976-01-01 | Galvanized Steel
9031032 | 1 | [5 empty] | Removed from Ground | Other | 1000 | Bare Steel | 1982-01-01 | Unknown
9031032 | 2 |  |  | yes |  | yes | Removed from Ground | Used Oil | 1000 | Bare Steel | 1982-01-01 | Galvanized Steel
9031033 | 1 | [5 empty] | Removed from Ground | Empty | 3000 | Cathodically Protected Steel | 1983-01-01 | Fiberglass Reinforced Plastic | Suction (American)
9031033 | 2 | [5 empty] | Removed from Ground | Gas (Historical Use) | 3000 | Cathodically Protected Steel | 1987-01-01 | Fiberglass Reinforced Plastic | Suction (American)
9031033 | 3 | [5 empty] | Removed from Ground | Diesel | 3000 | Cathodically Protected Steel | 1987-01-01 | Fiberglass Reinforced Plastic | Suction (American)
9031034 | 1 | [5 empty] | Removed from Ground | Diesel | 12000 | Bare Steel | 1978-01-01 | Unknown
9031034 | 2 | [5 empty] | Removed from Ground | Gas (Historical Use) | 2000 | Bare Steel | 1978-01-01 | Unknown
9031035 | 1 | [5 empty] | Removed from Ground | Diesel | 550 | Bare Steel | 1985-01-01 | Bare Steel
9031035 | SHO1 | Flapper Valve | 2017-11-30 | no |  | no | Currently in Use | Diesel | 500 | Fiberglass | 1995-01-01 | Steel/FG Secondary containment | Safe Suction (Euro)
9031036 | 1 |  | 1998-03-01 | no | 1998-03-01 | no | Currently in Use |  | 12000 | Fiberglass | 1989-01-01 | Fiberglass Reinforced Plastic | Pressurized
9031036 | 2 |  | 1998-03-01 | no | 1998-03-01 | no | Currently in Use |  | 10000 | Fiberglass | 1989-01-01 | Fiberglass Reinforced Plastic | Pressurized
9031036 | 3 |  | 1998-03-01 | no | 1998-03-01 | no | Currently in Use |  | 10000 | Fiberglass | 1989-01-01 | Fiberglass Reinforced Plastic | Pressurized
9031037 | 1 | Flapper Valve | 1998-10-15 |  | 1998-10-15 |  | Currently in Use | Gas (Historical Use) | 10000 | Galvanic (STIP-3) | 1988-01-01 | Fiberglass Reinforced Plastic | Pressurized
9031037 | 2 | Flapper Valve | 1998-10-15 |  | 1998-10-15 |  | Currently in Use | Gas (Historical Use) | 10000 | Galvanic (STIP-3) | 1988-01-01 | Fiberglass Reinforced Plastic | Pressurized
9031037 | 3 | Flapper Valve | 1998-10-15 |  | 1998-10-15 |  | Currently in Use | Gas (Historical Use) | 10000 | Galvanic (STIP-3) | 1988-01-01 | Fiberglass Reinforced Plastic | Pressurized
9031037 | 4 |  | 1998-10-15 |  | 1998-10-15 |  | Temporarily out of use | Kerosene | 1060 | Galvanic (STIP-3) | 1988-01-01 | Fiberglass Reinforced Plastic | Pressurized
9031037 | 5 | Flapper Valve | 1998-10-15 |  | 1998-10-15 |  | Currently in Use | Diesel | 5000 | Galvanic (STIP-3) | 1988-01-01 | Fiberglass Reinforced Plastic | Pressurized
9031038 | 13 | Ball Float | 1998-05-25 | no | 1998-05-25 | no | Currently in Use | Regular | 4000 | Galvanic (STIP-3) | 1987-01-01 | Fiberglass Reinforced Plastic | Pressurized
9031038 | 14 | Ball Float | 1998-06-26 | no | 1998-06-26 | no | Currently in Use | Regular | 4000 | Galvanic (STIP-3) | 1987-01-01 | Fiberglass Reinforced Plastic | Pressurized
9031038 | 15 | Ball Float | 1998-05-25 | no | 1998-06-26 | no | Currently in Use | Premium | 4000 | Galvanic (STIP-3) | 1987-01-01 | Fiberglass Reinforced Plastic | Pressurized
9031039 | 1 |  | 1998-09-17 |  | 1998-09-17 |  | Closed in Ground | Diesel | 12000 | Steel-Impressed Current | 1998-09-17 | Cathodically Protected | Pressurized
9031040 | 1 | Ball Float | 1988-01-01 |  | 1988-01-01 |  | Currently in Use | Gas (Historical Use) | 10000 | Galvanic (STIP-3) | 1988-01-01 | Fiberglass Reinforced Plastic | Pressurized
9031040 | 2 | Ball Float | 1988-01-01 |  | 1988-01-01 |  | Currently in Use | Gas (Historical Use) | 10000 | Galvanic (STIP-3) | 1988-01-01 | Fiberglass Reinforced Plastic | Pressurized
9031040 | 3 | Ball Float | 1988-01-01 | no | 1988-01-01 | no | Currently in Use | Regular | 10000 | Galvanic (STIP-3) | 1988-01-01 | Fiberglass Reinforced Plastic | Pressurized
9031041 | 1 | [5 empty] | Removed from Ground | Gas (Historical Use) | 3000 | Bare Steel | 1971-01-01 | Galvanized Steel
9031041 | 2 | [5 empty] | Removed from Ground | Gas (Historical Use) | 3000 | Bare Steel | 1971-01-01 | Galvanized Steel
9031041 | 3 | [5 empty] | Removed from Ground | Diesel | 3000 | Bare Steel | 1971-01-01 | Galvanized Steel
9031041 | 4 | [5 empty] | Removed from Ground | Diesel | 3000 | Bare Steel | 1971-01-01 | Galvanized Steel
9031043 | 1 |  |  | yes |  | yes | Removed from Ground | Used Oil | 2000 | Composite | 1988-01-01 | Galvanized Steel
9031044 | 1 | [5 empty] | Removed from Ground | Empty | 8000 | Bare Steel | 1976-01-01 | Galvanized Steel
9031044 | 2 | [5 empty] | Removed from Ground | Empty | 8000 | Bare Steel | 1976-01-01 | Galvanized Steel
9031044 | 3 | [5 empty] | Removed from Ground | Empty | 8000 | Bare Steel | 1976-01-01 | Galvanized Steel
9031044 | 4 | [5 empty] | Removed from Ground | Empty | 550 | Bare Steel | 1976-01-01 | Unknown
9031045 | 1 | Ball Float | 1994-07-11 | no | 1994-07-11 | no | Currently in Use | Premium | 10000 | Fiberglass | 1987-08-01 | Fiberglass Reinforced Plastic | Pressurized
9031045 | 2 | Ball Float | 1994-07-11 | no | 1994-07-11 | no | Currently in Use | Plus | 10000 | Fiberglass | 1987-08-01 | Fiberglass Reinforced Plastic | Pressurized
9031045 | 3 | Ball Float | 1994-07-11 | no | 1994-07-11 | no | Currently in Use | Regular | 10000 | Fiberglass | 1987-08-01 | Fiberglass Reinforced Plastic | Pressurized
9031046 | 1 |  | 1989-01-01 |  | 1989-01-01 |  | Closed in Ground | Diesel | 10000 | Fiberglass | 1989-01-01 | Fiberglass Reinforced Plastic | Pressurized
9031046 | 2 |  | 1989-01-01 |  | 1989-01-01 |  | Closed in Ground | Diesel | 10000 | Fiberglass | 1989-01-01 | Fiberglass Reinforced Plastic | Pressurized
9031046 | 3 | Flapper Valve | 1989-01-01 | yes | 1989-01-01 | yes | Removed from Ground | Gas (Historical Use) | 4000 | Fiberglass | 1989-01-01 | Fiberglass Reinforced Plastic | Pressurized
9031046 | 4 | Flapper Valve | 1989-01-01 | yes | 1989-01-01 | yes | Removed from Ground | Used Oil | 2000 | Fiberglass | 1989-01-01 | Fiberglass Reinforced Plastic | Gravity Fed
9031048 | 1 | [5 empty] | Removed from Ground | Other | 12000 | Not Marked/Unknown | 1978-01-01 | Not Marked
9031048 | 2 | [5 empty] | Removed from Ground | Other | 500 | Not Marked/Unknown | 1978-01-01 | Not Marked
9031048 | 3 | [5 empty] | Removed from Ground | Gas (Historical Use) | 550 | Not Marked/Unknown |  | Not Marked
9031049 | 1 | [5 empty] | Removed from Ground | Other | 3000 | Composite | 1985-01-01 | Galvanized Steel
9031049 | 2 | [5 empty] | Removed from Ground | Other | 2000 | Composite | 1985-01-01 | Galvanized Steel
9031049 | 3 |  |  | yes |  | yes | Removed from Ground | Used Oil | 2000 | Composite | 1985-01-01 | Galvanized Steel
9031050 | 1 | Ball Float | 1993-12-01 |  | 1993-12-01 |  | Currently in Use | Gas (Historical Use) | 10000 | Galvanic (STIP-3) | 1987-01-01 | Fiberglass Reinforced Plastic | Pressurized
9031050 | 2 | Ball Float | 1993-12-01 |  | 1993-12-01 |  | Currently in Use | Gas (Historical Use) | 10000 | Galvanic (STIP-3) | 1987-01-01 | Fiberglass Reinforced Plastic | Pressurized
9031050 | 3 | Ball Float | 1993-12-01 |  | 1993-12-01 |  | Currently in Use | Gas (Historical Use) | 10000 | Galvanic (STIP-3) | 1987-01-01 | Fiberglass Reinforced Plastic | Pressurized
9031050 | 4 | Ball Float | 1993-12-01 |  | 1993-12-01 |  | Currently in Use | Diesel | 8000 | Galvanic (STIP-3) | 1987-01-01 | Fiberglass Reinforced Plastic | Pressurized
9031050 | 5 | Ball Float | 1993-12-01 |  | 1993-12-01 |  | Temporarily out of use | Kerosene | 4000 | Galvanic (STIP-3) | 1987-01-01 | Fiberglass Reinforced Plastic | Pressurized
9031051 | 1 |  | 1989-01-01 |  | 1989-01-01 |  | Removed from Ground | Gas (Historical Use) | 12000 | Fiberglass | 1988-12-01 | Copper | Pressurized
9031051 | 2 |  | 1989-01-01 |  | 1989-01-01 |  | Removed from Ground | Gas (Historical Use) | 12000 | Fiberglass | 1988-12-01 | Copper | Pressurized
9031051 | 3 |  | 1989-01-01 |  | 1989-01-01 |  | Removed from Ground | Gas (Historical Use) | 12000 | Fiberglass | 1988-12-01 | Copper | Pressurized
9031051 | 4 |  | 2013-01-01 | no |  | no | Currently in Use | Gas (Historical Use) | 20000 | Fiberglass Double Walled | 2012-06-01 | Double-Walled Fiberglass | Pressurized
9031051 | 5 |  | 2013-01-01 | no |  | no | Currently in Use | Gas (Historical Use) | 20000 | Fiberglass Double Walled | 2012-06-01 | Double-Walled Fiberglass | Pressurized
9031051 | 6 |  | 2013-01-01 | no |  | no | Currently in Use | Gas (Historical Use) | 12000 | Fiberglass Double Walled | 2012-06-01 | Double-Walled Fiberglass | Pressurized
9031051 | 7 |  | 2013-01-01 | no |  | no | Currently in Use | Diesel | 12000 | Fiberglass Double Walled | 2012-06-01 | Double-Walled Fiberglass | Pressurized
9031053 | 1 |  | 1998-12-16 |  | 1988-01-01 |  | Currently in Use | Gas (Historical Use) | 8000 | Galvanic (STIP-3) | 1988-01-01 | Fiberglass Reinforced Plastic | Pressurized
9031053 | 2 |  | 1998-12-16 |  | 1998-01-01 |  | Currently in Use | Gas (Historical Use) | 8000 | Galvanic (STIP-3) | 1988-01-01 | Fiberglass Reinforced Plastic | Pressurized
9031053 | 3 |  | 1998-12-16 |  | 1998-01-01 |  | Currently in Use | Gas (Historical Use) | 8000 | Galvanic (STIP-3) | 1988-01-01 | Fiberglass Reinforced Plastic | Pressurized
9031054 | 1 | Flapper Valve | 1995-01-15 |  | 1995-01-15 |  | Currently in Use | Gas (Historical Use) | 10000 | Galvanic (STIP-3) | 1987-07-23 | Fiberglass Reinforced Plastic | Pressurized
9031054 | 2 | Flapper Valve | 1995-01-15 |  | 1995-01-15 |  | Currently in Use | Gas (Historical Use) | 10000 | Galvanic (STIP-3) | 1987-07-23 | Fiberglass Reinforced Plastic | Pressurized
9031054 | 3 | Flapper Valve | 1995-01-15 |  | 1995-01-15 |  | Currently in Use | Diesel | 10000 | Galvanic (STIP-3) | 1987-07-23 | Fiberglass Reinforced Plastic | Pressurized
9031054 | 4 | Flapper Valve | 1995-01-15 |  | 1995-01-15 |  | Currently in Use | Gas (Historical Use) | 6000 | Galvanic (STIP-3) | 1987-07-23 | Fiberglass Reinforced Plastic | Pressurized
9031055 | 1 | [5 empty] | Removed from Ground | Gas (Historical Use) | 6000 | Bare Steel | 1970-01-01 | Galvanized Steel
9031055 | 2 | [5 empty] | Removed from Ground | Gas (Historical Use) | 6000 | Bare Steel | 1970-01-01 | Galvanized Steel
9031055 | 3 | [5 empty] | Removed from Ground | Gas (Historical Use) | 2000 | Bare Steel | 1970-01-01 | Galvanized Steel
9031056 | 1 |  | 1988-08-08 |  | 1988-08-08 |  | Removed from Ground | Gas (Historical Use) | 12000 | Fiberglass | 1988-08-08 | Copper | Pressurized
9031056 | 2 |  | 1988-08-08 |  | 1988-08-08 |  | Removed from Ground | Gas (Historical Use) | 12000 | Fiberglass | 1988-08-08 | Copper | Pressurized
9031056 | 3 |  | 1988-08-08 |  | 1988-08-08 |  | Removed from Ground | Gas (Historical Use) | 12000 | Fiberglass | 1988-08-08 | Copper | Pressurized
9031057 | 1 |  |  | yes |  | yes | Permanently Out of Use - historical purposes | Used Oil | 500 | Bare Steel | 1974-01-01 | Galvanized Steel
9031057 | 2 | [5 empty] | Removed from Ground | Gas (Historical Use) | 10000 | Marked Unknown | 1974-01-01 | Unknown
9031057 | 3 | [5 empty] | Removed from Ground | Gas (Historical Use) | 10000 | Marked Unknown | 1974-01-01 | Unknown
9031058 | 1 | [5 empty] | Removed from Ground | Gas (Historical Use) | 0 | Bare Steel | 1990-07-01 | Bare Steel | Pressurized
9031058 | 2 | [5 empty] | Removed from Ground | Gas (Historical Use) | 0 | Bare Steel | 1990-07-01 | Bare Steel | Pressurized
9031058 | 3 | [5 empty] | Removed from Ground | Gas (Historical Use) | 0 | Bare Steel | 1990-07-01 | Bare Steel | Pressurized
9031058 | 4 | [5 empty] | Removed from Ground | Diesel | 0 | Bare Steel | 1990-07-01 | Bare Steel | Pressurized
9031058 | 5 |  | 1990-08-01 |  | 1990-08-01 |  | Currently in Use | Gas (Historical Use) | 10000 | Fiberglass Double Walled | 1990-08-01 | Fiberglass Reinforced Plastic | Pressurized
9031058 | 6 |  | 1990-08-01 | no | 1990-08-01 | no | Currently in Use | Gas (Historical Use) | 10000 | Fiberglass Double Walled | 1990-08-01 | Fiberglass Reinforced Plastic | Pressurized
9031058 | 7 |  | 1990-08-01 |  | 1990-08-01 |  | Currently in Use | Gas (Historical Use) | 10000 | Fiberglass Double Walled | 1990-08-01 | Fiberglass Reinforced Plastic | Pressurized
9031058 | 8 |  | 1990-08-01 |  | 1990-08-01 |  | Currently in Use | Diesel | 10000 | Fiberglass Double Walled | 1990-08-01 | Fiberglass Reinforced Plastic | Pressurized
9031059 | 1 |  |  | yes |  | yes | Removed from Ground | Used Oil | 2000 | Cathodically Protected Steel | 1995-01-24 | Galvanized Steel
9031060 | 1 |  | 1987-01-01 |  | 1987-01-01 |  | Removed from Ground | Gas (Historical Use) | 10000 | Galvanic (STIP-3) | 1987-01-01 | Galvanized Steel | Pressurized
9031060 | 2 |  | 1987-01-01 |  | 1987-01-01 |  | Removed from Ground | Gas (Historical Use) | 10000 | Galvanic (STIP-3) | 1987-01-01 | Galvanized Steel | Pressurized
9031060 | 3 |  | 1987-01-01 |  | 1987-01-01 |  | Removed from Ground | Gas (Historical Use) | 10000 | Galvanic (STIP-3) | 1987-01-01 | Galvanized Steel | Pressurized
9031060 | 4 |  | 1987-01-01 |  | 1987-01-01 |  | Removed from Ground | Gas (Historical Use) | 10000 | Galvanic (STIP-3) | 1987-01-01 | Galvanized Steel | Pressurized
9031061 | 1 |  | 1997-12-30 |  | 1997-12-30 |  | Removed from Ground | Diesel | 275 | Cathodically Protected Steel | 1986-10-02 | Double Walled
9031062 | 1 | [5 empty] | Removed from Ground | Other | 4000 | Composite | 1986-01-01 | Galvanized Steel | Gravity Fed
9031062 | 2 | [5 empty] | Removed from Ground | Other | 4000 | Composite | 1986-01-01 | Galvanized Steel | Gravity Fed
9031062 | 3 |  |  | yes |  | yes | Removed from Ground | Used Oil | 2000 | Composite | 1986-01-01 | Galvanized Steel | Pressurized
9031063 | 1 | Ball Float | 1990-01-01 |  | 1990-01-01 |  | Currently in Use | Diesel | 1000 | Galvanic (STIP-3) | 1990-01-01 | Fiberglass Reinforced Plastic | Safe Suction (Euro)
9031063 | 2 | Ball Float | 1990-01-01 |  | 1990-01-01 |  | Currently in Use | Gas (Historical Use) | 550 | Galvanic (STIP-3) | 1990-01-01 | Fiberglass Reinforced Plastic | Safe Suction (Euro)
9031064 | 712D1 | [5 empty] | Removed from Ground | Diesel | 1000 | Cathodically Protected Steel | 1985-09-01 | Galvanized Steel | Pressurized
9031064 | 712G1 | [5 empty] | Permanently Out of Use - historical purposes | Gas (Historical Use) | 10000 | Bare Steel | 1985-09-01 | Galvanized Steel | Pressurized
9031064 | 712G2 | [5 empty] | Removed from Ground | Gas (Historical Use) | 1000 | Cathodically Protected Steel | 1985-09-01 | Galvanized Steel | Pressurized
9031065 | 1 | [5 empty] | Removed from Ground | Other | 0 | Not Marked/Unknown | 1987-01-01 | Not Marked
9031065 | 2 | [5 empty] | Removed from Ground | Other | 0 | Not Marked/Unknown | 1987-01-01 | Not Marked
9031065 | 3 | [5 empty] | Removed from Ground | Other | 0 | Not Marked/Unknown | 1987-01-01 | Not Marked
9031065 | 4 |  | 1998-05-24 |  | 1998-05-24 |  | Removed from Ground | Gas (Historical Use) | 10000 | Composite | 1987-01-01 | Fiberglass Reinforced Plastic | Pressurized
9031065 | 5 |  | 1998-05-24 |  | 1998-05-24 |  | Removed from Ground | Diesel | 10000 | Composite | 1987-01-01 | Fiberglass Reinforced Plastic | Pressurized
9031065 | 6 |  | 1998-05-24 |  | 1998-05-24 |  | Removed from Ground | Gas (Historical Use) | 10000 | Composite | 1987-01-01 | Fiberglass Reinforced Plastic | Pressurized
9031066 | 1 | [5 empty] | Removed from Ground | Other | 0 | Not Marked/Unknown |  | Not Marked
9031067 | 1 | Ball Float | 1989-11-01 |  | 1989-11-01 |  | Currently in Use | Diesel | 8000 | Fiberglass | 1989-01-01 | Fiberglass Reinforced Plastic | Pressurized
9031067 | 2 | Ball Float | 1989-11-01 |  | 1989-11-01 |  | Currently in Use | Gas (Historical Use) | 8000 | Fiberglass | 1989-01-01 | Fiberglass Reinforced Plastic | Pressurized
9031067 | 3 | Ball Float | 1989-11-01 |  | 1989-11-01 |  | Currently in Use | Gas (Historical Use) | 8000 | Fiberglass | 1989-01-01 | Fiberglass Reinforced Plastic | Pressurized
9031067 | A |  |  | no |  | no | Installed | Not Marked/Tank Removed | 0 | Unknown | 1979-01-01 | Unknown
9031067 | B |  |  | no |  | no | Removed from Ground | Not Marked/Tank Removed | 0 | Unknown | 1979-01-01 | Unknown
9031068 | 1 |  | 1999-01-01 |  | 1999-01-01 |  | Removed from Ground | Gas (Historical Use) | 8000 | Steel-Impressed Current | 1999-01-01 | Cathodically Protected | Suction (American)
9031068 | 2 |  | 1999-01-01 |  | 1999-01-01 |  | Removed from Ground | Gas (Historical Use) | 8000 | Steel-Impressed Current | 1999-01-01 | Cathodically Protected | Safe Suction (Euro)
9031068 | 3 |  | 1999-01-01 |  | 1999-01-01 |  | Removed from Ground | Gas (Historical Use) | 8000 | Steel-Impressed Current | 1999-01-01 | Cathodically Protected | Safe Suction (Euro)
9031069 | 1 | Ball Float | 1993-08-01 |  | 1993-08-01 |  | Currently in Use | Gas (Historical Use) | 12000 | Fiberglass | 1989-01-01 | Copper | Pressurized
9031069 | 2 | Ball Float | 1993-08-01 |  | 1993-08-01 |  | Currently in Use | Gas (Historical Use) | 12000 | Fiberglass | 1989-01-01 | Copper | Pressurized
9031069 | 3 | Ball Float | 1993-08-01 |  | 1993-08-01 |  | Currently in Use | Gas (Historical Use) | 12000 | Fiberglass | 1989-01-01 | Copper | Pressurized
9031070 | 1 | [5 empty] | Removed from Ground | Gas (Historical Use) | 4000 | Bare Steel | 1984-01-01 | Galvanized Steel
9031070 | 2 | [5 empty] | Removed from Ground | Diesel | 4000 | Bare Steel | 1984-01-01 | Galvanized Steel
9031071 | 1 | [5 empty] | Removed from Ground | Gas (Historical Use) | 10000 | Bare Steel | 1966-01-01 | Galvanized Steel
9031071 | 2 | [5 empty] | Removed from Ground | Gas (Historical Use) | 10000 | Bare Steel | 1966-01-01 | Galvanized Steel
9031082 | 1 | [5 empty] | Removed from Ground | Other | 5600 | Bare Steel | 1991-10-03 | Bare Steel | Suction (American)
9031083 | 1 | Ball Float | 1994-08-24 |  | 1994-08-24 |  | Currently in Use | Gas (Historical Use) | 10000 | Fiberglass | 1985-04-30 | Fiberglass Reinforced Plastic | Pressurized
9031083 | 2 | Ball Float | 1994-08-24 |  | 1994-08-24 |  | Currently in Use | Diesel | 10000 | Fiberglass | 1985-04-30 | Fiberglass Reinforced Plastic | Pressurized
9031083 | 3 | Ball Float | 1994-08-24 |  | 1994-08-24 |  | Currently in Use | Gas (Historical Use) | 10000 | Fiberglass | 1985-04-30 | Fiberglass Reinforced Plastic | Pressurized
9031084 | 1 |  | 1992-01-01 |  | 1992-01-01 |  | Currently in Use | Gas (Historical Use) | 12000 | Composite Double Walled | 1992-01-01 | Double-Walled Fiberglass | Pressurized
9031084 | 2 |  | 1992-01-01 |  | 1992-01-01 |  | Currently in Use | Gas (Historical Use) | 12000 | Composite Double Walled | 1992-01-01 | Double-Walled Fiberglass | Pressurized
9031084 | 3 |  | 1992-01-01 |  | 1992-01-01 |  | Currently in Use | Diesel | 12000 | Composite Double Walled | 1992-01-01 | Double-Walled Fiberglass | Pressurized
9031085 | 1 | [5 empty] | Removed from Ground | Propane | 15000 | Marked Unknown | 1992-03-01 | Unknown
9031085 | 2 |  |  | yes |  | yes | Removed from Ground | Used Oil | 5000 | Marked Unknown | 1992-03-01 | Unknown
9031085 | 3 | [5 empty] | Removed from Ground | Gas (Historical Use) | 10000 | Marked Unknown | 1992-03-01 | Unknown
9031085 | 4 | [5 empty] | Removed from Ground | Other | 10000 | Marked Unknown | 1992-03-01 | Unknown
9031085 | 5 |  |  | yes |  | yes | Removed from Ground | Used Oil | 5000 | Marked Unknown | 1992-03-01 | Unknown
9031085 | 6 | [5 empty] | Removed from Ground | Other | 5000 | Marked Unknown | 1992-03-01 | Unknown
9031087 | 618443 |  | 1992-04-28 |  | 1992-04-28 |  | Currently in Use | Diesel | 12000 | Fiberglass | 1992-04-28 | Double Walled | Suction (American)
9031088 | 1 | [5 empty] | Removed from Ground | Gas (Historical Use) | 10000 | Cathodically Protected Steel | 1992-07-20 | Fiberglass Reinforced Plastic | Safe Suction (Euro)
9031090 | 1 |  | 1993-07-01 |  | 1993-07-01 |  | Removed from Ground | Diesel | 10000 | Fiberglass | 1983-04-09 | Fiberglass Reinforced Plastic | Pressurized
9031090 | 2 |  | 1993-07-01 |  | 1993-07-01 |  | Removed from Ground | Gas (Historical Use) | 10000 | Fiberglass | 1983-04-09 | Fiberglass Reinforced Plastic | Pressurized
9031090 | 3 |  | 1993-07-01 |  | 1993-07-01 |  | Removed from Ground | Gas (Historical Use) | 10000 | Fiberglass | 1983-04-09 | Fiberglass Reinforced Plastic | Pressurized
9031090 | 4 |  | 1993-07-01 |  | 1993-07-01 |  | Removed from Ground | Gas (Historical Use) | 10000 | Fiberglass | 1983-04-09 | Fiberglass Reinforced Plastic | Pressurized
9031091 | 1 | [5 empty] | Removed from Ground | Empty | 10000 | Bare Steel | 1970-05-09 | Galvanized Steel
9031091 | 2 | [5 empty] | Removed from Ground | Empty | 10000 | Bare Steel | 1970-05-09 | Galvanized Steel
9031091 | 3 | [5 empty] | Removed from Ground | Empty | 10000 | Bare Steel | 1970-05-09 | Galvanized Steel
9031091 | 4 | [5 empty] | Removed from Ground | Empty | 10000 | Bare Steel | 1970-05-09 | Galvanized Steel
9031093 | 1 | [5 empty] | Removed from Ground | Gas (Historical Use) | 10000 | Cathodically Protected Steel | 1986-07-01 | Fiberglass Reinforced Plastic | Suction (American)
9031093 | 2 | [5 empty] | Removed from Ground | Gas (Historical Use) | 10000 | Cathodically Protected Steel | 1986-07-01 | Fiberglass Reinforced Plastic | Suction (American)
9031093 | 3 | [5 empty] | Removed from Ground | Gas (Historical Use) | 10000 | Cathodically Protected Steel | 1986-07-01 | Fiberglass Reinforced Plastic | Suction (American)
9031093 | 4 | [5 empty] | Removed from Ground | Diesel | 6000 | Cathodically Protected Steel | 1986-07-01 | Fiberglass Reinforced Plastic | Suction (American)
9031093 | 5 | [5 empty] | Removed from Ground | Kerosene | 6000 | Cathodically Protected Steel | 1986-07-01 | Fiberglass Reinforced Plastic | Suction (American)
9031096 | 1 | [5 empty] | Removed from Ground | Gas (Historical Use) | 10000 | Fiberglass | 1987-03-01 | Fiberglass Reinforced Plastic | Pressurized
9031096 | 2 | [5 empty] | Removed from Ground | Gas (Historical Use) | 10000 | Fiberglass | 1987-03-01 | Fiberglass Reinforced Plastic | Pressurized
9031096 | 3 | [5 empty] | Removed from Ground | Gas (Historical Use) | 10000 | Fiberglass | 1987-03-01 | Fiberglass Reinforced Plastic | Pressurized
9031097 | 1 | [5 empty] | Removed from Ground | Other | 1000 | Cathodically Protected Steel | 1975-01-01 | Copper | Suction (American)
9031098 | 1 | [5 empty] | Removed from Ground | Other | 500 | Bare Steel | 1972-01-01 | Bare Steel | Safe Suction (Euro)
9031098 | 2 |  |  | yes |  | yes | Removed from Ground | Used Oil | 500 | Bare Steel | 1972-01-01 | Bare Steel
9031098 | 3 | [5 empty] | Removed from Ground | Other | 500 | Bare Steel | 1972-01-01 | Bare Steel
9031099 | 1 |  | 1994-01-01 |  | 1991-01-01 |  | Removed from Ground | Gas (Historical Use) | 10000 | Fiberglass | 1983-04-30 | Fiberglass Reinforced Plastic | Pressurized
9031099 | 2 |  | 1994-01-01 |  | 1991-01-01 |  | Removed from Ground | Gas (Historical Use) | 10000 | Fiberglass | 1983-04-30 | Fiberglass Reinforced Plastic | Pressurized
9031099 | 3 |  | 1994-01-01 |  | 1991-01-01 |  | Removed from Ground | Gas (Historical Use) | 10000 | Fiberglass | 1983-04-30 | Fiberglass Reinforced Plastic | Pressurized
9031099 | 4 |  | 1994-01-01 |  | 1991-01-01 |  | Removed from Ground | Diesel | 10000 | Fiberglass | 1983-04-30 | Fiberglass Reinforced Plastic | Pressurized
9031100 | 1 | Ball Float | 1999-11-09 | no | 1999-11-09 | no | Currently in Use | Diesel | 20000 | Fiberglass | 1993-04-20 | Double-Walled Fiberglass | Pressurized
9031100 | 2 | Ball Float | 1993-05-12 | no | 1993-05-12 | no | Currently in Use | Regular | 8000 | Fiberglass Double Walled | 1993-04-20 | Double-Walled Fiberglass | Pressurized
9031100 | 3 | Ball Float | 1999-11-09 | no | 1999-11-09 | no | Currently in Use | Diesel | 20000 | Fiberglass | 1999-11-05 | Double-Walled Fiberglass | Pressurized
9031101 | 1 | [5 empty] | Removed from Ground | Gas (Historical Use) | 1000 | Bare Steel | 1993-08-26 | Unknown
9031101 | 2 | [5 empty] | Removed from Ground | Gas (Historical Use) | 1000 | Bare Steel | 1993-08-26 | Unknown
9031101 | 3 | [5 empty] | Removed from Ground | Gas (Historical Use) | 1000 | Bare Steel | 1993-08-26 | Unknown
9031101 | 4 | [5 empty] | Removed from Ground | Diesel | 1000 | Bare Steel | 1993-08-26 | Unknown
9031101 | 5 | [5 empty] | Currently in Use | Diesel | 250 | Bare Steel |  | Galvanized Steel | Safe Suction (Euro)
9031102 | 1 | Flapper Valve | 1993-07-30 |  | 1993-07-30 |  | Removed from Ground | Diesel | 20000 | Tank Jacket | 1993-07-30 | Double-Walled Fiberglass | Safe Suction (Euro)
9031102 | 2 | Overfill Alarm | 2008-06-26 | no | 2008-06-26 | no | Currently in Use | Diesel | 30000 | Fiberglass Double Walled | 2008-06-01 | Double-Walled Flex | Pressurized
9031102 | 3 | Overfill Alarm | 2008-06-01 | no | 2008-06-01 | no | Currently in Use | Diesel | 30000 | Fiberglass Double Walled | 2008-06-01 | Double-Walled Flex | Pressurized
9031104 | 1 | Ball Float | 1989-01-01 | no | 1989-01-01 | no | Currently in Use | Regular | 10000 | Fiberglass | 1989-01-01 |  | Pressurized
9031104 | 2 | Ball Float | 1989-01-01 | no | 1989-01-01 | no | Currently in Use | Plus | 10000 | Fiberglass | 1989-01-01 |  | Pressurized
9031104 | 3 | Ball Float | 1989-01-01 | no | 1989-01-01 | no | Currently in Use | Premium | 10000 | Fiberglass | 1989-01-01 |  | Pressurized
9031104 | 4 | Ball Float | 1989-01-01 | no | 1989-01-01 | no | Currently in Use | Diesel | 5000 | Fiberglass | 1989-01-01 |  | Pressurized
9031104 | 5 |  | 1989-01-01 | no | 1989-01-01 | no | Removed from Ground | Diesel | 1000 | Galvanic (STIP-3) | 1989-01-01 |  | Pressurized
9031105 | 1 | Ball Float | 1994-03-31 | no | 1994-03-31 | no | Currently in Use | Regular | 10000 | Fiberglass | 1987-12-01 | Fiberglass Reinforced Plastic | Pressurized
9031105 | 2 |  | 1994-03-31 |  | 1994-03-31 |  | Currently in Use | Gas (Historical Use) | 10000 | Fiberglass | 1987-12-01 | Fiberglass Reinforced Plastic | Pressurized
9031105 | 3 |  | 1994-03-31 |  | 1994-03-31 |  | Currently in Use | Gas (Historical Use) | 10000 | Fiberglass | 1987-12-01 | Fiberglass Reinforced Plastic | Pressurized
9031105 | 4 |  | 1994-03-31 |  | 1994-03-31 |  | Currently in Use | Diesel | 4000 | Fiberglass | 1987-12-01 | Fiberglass Reinforced Plastic | Pressurized
9031105 | 5 |  | 1994-03-31 |  | 1994-03-31 |  | Currently in Use | Kerosene | 2000 | Fiberglass | 1987-12-01 | Fiberglass Reinforced Plastic | Pressurized
9031106 | 1 |  | 1988-02-08 |  | 1988-02-08 |  | Currently in Use | Gas (Historical Use) | 10000 | Fiberglass | 1988-02-08 | Fiberglass Reinforced Plastic | Pressurized
9031106 | 2 |  | 1988-02-08 |  | 1988-02-08 |  | Currently in Use | Gas (Historical Use) | 10000 | Fiberglass | 1988-02-08 | Fiberglass Reinforced Plastic | Pressurized
9031106 | 3 |  | 1988-02-08 |  | 1988-02-08 |  | Currently in Use | Gas (Historical Use) | 10000 | Fiberglass | 1988-02-08 | Fiberglass Reinforced Plastic | Pressurized
9031106 | 4 |  | 1988-02-08 |  | 1988-02-08 |  | Currently in Use | Diesel | 4000 | Fiberglass | 1988-02-08 | Fiberglass Reinforced Plastic | Pressurized
9031106 | 5 |  | 1988-02-08 |  | 1988-02-08 |  | Currently in Use | Kerosene | 2000 | Fiberglass | 1988-02-08 | Fiberglass Reinforced Plastic | Pressurized
9031107 | 1 |  | 1987-12-01 |  | 1987-12-01 |  | Currently in Use | Gas (Historical Use) | 10000 | Fiberglass | 1987-12-01 | Fiberglass Reinforced Plastic | Pressurized
9031107 | 2 |  | 1987-12-01 |  | 1987-12-01 |  | Currently in Use | Gas (Historical Use) | 10000 | Fiberglass | 1987-12-01 | Fiberglass Reinforced Plastic | Pressurized
9031107 | 3 |  | 1987-12-01 |  | 1987-12-01 |  | Currently in Use | Gas (Historical Use) | 10000 | Fiberglass | 1987-12-01 | Fiberglass Reinforced Plastic | Pressurized
9031107 | 4 |  | 1987-12-01 |  | 1987-12-01 |  | Currently in Use | Diesel | 4000 | Fiberglass | 1987-12-01 | Fiberglass Reinforced Plastic | Pressurized
9031107 | 5 |  | 1987-12-01 |  | 1987-12-01 |  | Temporarily out of use | Kerosene | 2000 | Fiberglass | 1987-12-01 | Fiberglass Reinforced Plastic | Pressurized
9031109 | RU |  | 1998-08-18 |  | 1998-08-18 |  | Removed from Ground | Gas (Historical Use) | 10000 | Steel-Impressed Current | 1985-04-04 | Fiberglass Reinforced Plastic | Safe Suction (Euro)
9031112 | 1 | [5 empty] | Removed from Ground | Other | 1 | Not Marked/Unknown | 1994-01-01 | Not Marked
9031113 | 1 | [5 empty] | Removed from Ground | Other | 0 | Not Marked/Unknown |  | Not Marked
9031114 | 1 | [5 empty] | Removed from Ground | Other | 1 | Not Marked/Unknown |  | Not Marked
9031114 | 2 | [5 empty] | Removed from Ground | Other | 1 | Not Marked/Unknown |  | Not Marked
9031114 | 3 | [5 empty] | Removed from Ground | Other | 1 | Not Marked/Unknown |  | Not Marked
9031114 | 4 | [5 empty] | Removed from Ground | Other | 1 | Not Marked/Unknown |  | Not Marked
9031116 | 1 |  | 2001-10-15 |  | 2001-10-15 |  | Currently in Use | Gas (Historical Use) | 10000 | Fiberglass | 2000-10-15 | Fiberglass Reinforced Plastic | Pressurized
9031116 | 112096 |  | 1988-10-17 |  | 1988-10-17 |  | Removed from Ground | Gas (Historical Use) | 10000 | Galvanic (STIP-3) | 1988-10-17 | Fiberglass Reinforced Plastic | Pressurized
9031116 | 112099 |  | 1988-10-17 |  | 1988-10-17 |  | Removed from Ground | Gas (Historical Use) | 10000 | Galvanic (STIP-3) | 1988-10-17 | Fiberglass Reinforced Plastic | Pressurized
9031116 | 112103 |  | 1988-10-17 |  | 1988-10-17 |  | Removed from Ground | Gas (Historical Use) | 10000 | Galvanic (STIP-3) | 1988-10-17 | Fiberglass Reinforced Plastic | Pressurized
9031116 | 2 |  | 2001-10-15 |  | 2001-10-15 |  | Currently in Use | Gas (Historical Use) | 12000 | Fiberglass | 2000-10-15 | Fiberglass Reinforced Plastic | Pressurized
9031117 | 1 |  |  | yes |  | yes | Closed in Ground | Used Oil | 500 | Bare Steel | 1988-01-01 | Galvanized Steel | Suction (American)
9031119 | 1 | Overfill Alarm | 1995-07-01 |  | 1995-07-01 |  | Currently in Use | Diesel | 10000 | Steel-Impressed Current | 1988-06-01 | Fiberglass Reinforced Plastic | Pressurized
9031119 | 2 | Overfill Alarm | 1995-07-01 |  | 1995-07-01 |  | Currently in Use | Diesel | 10000 | Steel-Impressed Current | 1988-06-01 | Fiberglass Reinforced Plastic | Pressurized
9031119 | 3 | Overfill Alarm | 1995-07-01 |  | 1995-07-01 |  | Currently in Use | Diesel | 10000 | Steel-Impressed Current | 1988-06-01 | Fiberglass Reinforced Plastic | Pressurized
9031119 | 4 | Overfill Alarm | 1995-07-01 |  | 1995-07-01 |  | Currently in Use | Used Oil | 10000 | Steel-Impressed Current | 1988-06-01 | Fiberglass Reinforced Plastic | Gravity Fed
9031119 | 5 | Overfill Alarm | 2007-05-09 | yes | 1995-07-01 | yes | Currently in Use | Diesel | 10000 | Steel-Impressed Current | 1988-06-01 | Fiberglass Reinforced Plastic | Pressurized
9031119 | 6 | Overfill Alarm | 1995-07-01 |  | 1995-07-01 |  | Currently in Use | New Oil | 5000 | Steel-Impressed Current | 1988-06-01 | Fiberglass Reinforced Plastic | Pressurized
9031120 | 1 | [5 empty] | Closed in Ground | Gas (Historical Use) | 1000 | Not Marked/Unknown | 1994-06-28 | Not Marked
9031120 | 2 | [5 empty] | Removed from Ground | Other | 0 | Not Marked/Unknown | 1982-01-01 | Not Marked
9031120 | 3 | [5 empty] | Removed from Ground | Other | 0 | Not Marked/Unknown | 1982-01-01 | Not Marked
9031120 | 4 | [5 empty] | Removed from Ground | Other | 0 | Not Marked/Unknown | 1982-01-01 | Not Marked
9031124 | 1 | [5 empty] | Removed from Ground | Other | 1000 | Not Marked/Unknown |  | Not Marked
9031124 | 2 |  |  | yes |  | yes | Removed from Ground | Used Oil | 500 | Not Marked/Unknown |  | Not Marked
9031128 | 1 | Ball Float | 1990-12-01 | no | 1990-12-01 | no | Currently in Use | Diesel | 10000 | Composite | 1990-12-01 | Double-Walled Fiberglass | Pressurized
9031128 | 2 | Ball Float | 1990-12-01 | no | 1990-12-01 | no | Currently in Use | Gas (Historical Use) | 2000 | Composite | 1990-12-01 | Double-Walled Fiberglass | Pressurized
9031128 | 3 |  | 1990-12-01 | yes | 1990-12-01 | yes | Currently in Use | Used Oil | 1000 | Galvanic (STIP-3) | 1990-12-01
9031129 | 1 |  |  | yes |  | yes | Removed from Ground | Used Oil | 550 | Bare Steel | 1984-01-01 | Not Marked
9031130 | 1 |  | 1998-08-14 |  | 1995-01-19 |  | Removed from Ground | Gas (Historical Use) | 10000 | Fiberglass | 1987-07-17 | Fiberglass Reinforced Plastic | Pressurized
9031130 | 2 |  | 1998-08-14 |  | 1995-01-19 |  | Removed from Ground | Gas (Historical Use) | 10000 | Fiberglass | 1987-07-17 | Fiberglass Reinforced Plastic | Pressurized
9031130 | 3 |  | 1998-08-14 |  | 1995-01-19 |  | Removed from Ground | Gas (Historical Use) | 10000 | Fiberglass | 1987-07-17 | Fiberglass Reinforced Plastic | Pressurized
9031133 | 1 | [5 empty] | Removed from Ground | Diesel | 20000 | Bare Steel | 1994-06-06 | Galvanized Steel | Pressurized
9031133 | 2 | [5 empty] | Removed from Ground | Gas (Historical Use) | 10000 | Epoxy | 1984-09-13 | Galvanized Steel | Pressurized
9031134 | 1 |  | 1994-08-31 |  | 1994-08-31 |  | Currently in Use | Gas (Historical Use) | 10000 | Fiberglass | 1987-12-01 | Fiberglass Reinforced Plastic | Pressurized
9031134 | 2 |  | 1994-08-31 |  | 1994-08-31 |  | Currently in Use | Gas (Historical Use) | 10000 | Fiberglass | 1987-12-01 | Fiberglass Reinforced Plastic | Pressurized
9031134 | 3 |  | 1994-08-31 |  | 1994-08-31 |  | Temporarily out of use | Gas (Historical Use) | 10000 | Fiberglass | 1987-12-01 | Fiberglass Reinforced Plastic | Pressurized
9031135 | 1 | Ball Float | 1995-01-15 |  | 1995-01-15 |  | Currently in Use | Gas (Historical Use) | 10000 | Cathodically Protected Steel | 1995-01-15 | Fiberglass Reinforced Plastic | Pressurized
9031135 | 2 | Ball Float | 1995-01-15 |  | 1995-01-15 |  | Currently in Use | Gas (Historical Use) | 15000 | Cathodically Protected Steel | 1995-01-15 | Fiberglass Reinforced Plastic | Pressurized
9031135 | 3 | Ball Float | 1995-01-15 |  | 1995-01-15 |  | Currently in Use | Diesel | 15000 | Cathodically Protected Steel | 1995-01-15 | Fiberglass Reinforced Plastic | Suction (American)
9031136 | 1 | [5 empty] | Removed from Ground | Diesel | 10000 | Bare Steel | 1982-03-03 | Bare Steel | Suction (American)
9031136 | 2 | [5 empty] | Removed from Ground | Gas (Historical Use) | 10000 | Bare Steel | 1982-03-03 | Bare Steel | Suction (American)
9031136 | 3 | Overfill Alarm | 1994-09-26 |  | 1994-09-26 |  | Currently in Use | Diesel | 10000 | Fiberglass Double Walled | 1994-09-30 | Double-Walled Fiberglass | Pressurized
9031137 | 025D1 |  | 1994-12-01 |  | 1994-12-01 |  | Removed from Ground | Diesel | 10000 | Bare Steel | 1986-01-01 | Galvanized Steel | Suction (American)
9031137 | 025G1 |  | 1994-12-01 |  | 1994-12-01 |  | Removed from Ground | Gas (Historical Use) | 8000 | Bare Steel | 1986-01-01 | Galvanized Steel | Suction (American)
9031137 | 025G2 |  | 1994-12-01 |  | 1994-12-01 |  | Removed from Ground | Gas (Historical Use) | 10000 | Bare Steel | 1986-01-01 | Galvanized Steel | Suction (American)
9031137 | 1 | Flapper Valve | 1998-05-11 |  | 1998-05-11 |  | Currently in Use | Gas (Historical Use) | 10000 | Fiberglass | 1998-05-11 | Double-Walled Fiberglass | Pressurized
9031137 | 10025-1 | [5 empty] | Removed from Ground | Gas (Historical Use) | 5000 | Bare Steel | 1970-01-01 | Galvanized Steel | Suction (American)
9031137 | 10025-2 |  |  | yes |  | yes | Removed from Ground | Used Oil | 500 | Bare Steel | 1970-01-01 | Galvanized Steel | Suction (American)
9031137 | 2 | Flapper Valve | 1998-05-11 |  | 1998-05-11 |  | Currently in Use | Diesel | 10000 | Fiberglass | 1998-05-11 | Double-Walled Fiberglass | Pressurized
9031138 | 1 | Overfill Alarm | 1998-02-01 |  | 1998-02-01 |  | Currently in Use | Diesel | 1000 | Cathodically Protected Steel | 1986-10-15 | Fiberglass Reinforced Plastic | Safe Suction (Euro)
9031138 | 2 | Ball Float | 1998-02-01 |  | 1998-02-01 |  | Currently in Use | Diesel | 1000 | Cathodically Protected Steel | 1986-10-15 | Fiberglass Reinforced Plastic | Safe Suction (Euro)
9031139 | 1 | Flapper Valve | 1998-02-01 |  | 1998-02-01 |  | Currently in Use | Diesel | 1000 | Galvanic (STIP-3) | 1988-10-07 | Fiberglass Reinforced Plastic | Safe Suction (Euro)
9031140 | 1 | [5 empty] | Removed from Ground | Gas (Historical Use) | 2000 | Bare Steel | 1994-10-20 | Galvanized Steel | Suction (American)
9031141 | 1 | [5 empty] | Removed from Ground | Diesel | 4000 | Bare Steel | 1995-12-16 | Bare Steel | Pressurized
9031142 | 1 | Overfill Alarm | 1994-09-06 | no | 1994-09-06 | no | Currently in Use | Gas (Historical Use) | 10152 | Composite | 1994-09-06 | Fiberglass Reinforced Plastic | Pressurized
9031142 | 2 | Overfill Alarm | 1994-09-06 | no | 1994-09-06 | no | Currently in Use | Diesel | 10152 | Composite | 1994-09-06 | Fiberglass Reinforced Plastic | Pressurized
9031144 | 1 | [5 empty] | Removed from Ground | Other | 1000 | Bare Steel |  | Not Marked
9031144 | 2 |  | 1987-08-01 |  | 1987-08-01 |  | Currently in Use | Gas (Historical Use) | 10000 | Fiberglass | 1987-06-15 | Fiberglass Reinforced Plastic | Pressurized
9031144 | 3 |  | 1987-08-01 |  | 1987-08-01 |  | Currently in Use | Gas (Historical Use) | 10000 | Fiberglass | 1987-06-15 | Fiberglass Reinforced Plastic | Pressurized
9031144 | 4 |  | 1987-08-01 |  | 1987-08-01 |  | Currently in Use | Diesel | 10000 | Fiberglass | 1987-06-15 | Fiberglass Reinforced Plastic | Pressurized
9031145 | 1 | [5 empty] | Removed from Ground | Other | 0 | Not Marked/Unknown |  | Unknown
9031146 | 1 | [5 empty] | Removed from Ground | Gas (Historical Use) | 2000 | Bare Steel |  | Galvanized Steel
9031146 | 2 | [5 empty] | Removed from Ground | Gas (Historical Use) | 2000 | Bare Steel |  | Galvanized Steel
9031146 | 3 | [5 empty] | Removed from Ground | Diesel | 2000 | Bare Steel |  | Galvanized Steel
9031147 | 2 | [5 empty] | Removed from Ground | Gas (Historical Use) | 0 | Marked Unknown | 1995-06-06 | Unknown
9031149 | 1 | [5 empty] | Removed from Ground | Diesel | 10000 | Cathodically Protected Steel | 1998-11-17 | Galvanized Steel | Suction (American)
9031150 | 1 | [5 empty] | Closed in Ground | Gas (Historical Use) | 8000 | Bare Steel | 1998-11-01 | Bare Steel | Safe Suction (Euro)
9031152 | 1 |  | 1998-06-01 | yes | 1998-06-01 | yes | Removed from Ground | Used Oil | 550 | Fiberglass | 1987-09-01 | Secondary Containment | Gravity Fed
9031152 | 2 |  | 1998-06-01 | yes | 1998-06-01 | yes | Removed from Ground | Used Oil | 550 | Fiberglass | 1987-09-01 | Cathodically Protected | Gravity Fed
9031153 | 1 | Flapper Valve | 1994-12-10 | no | 1994-12-10 | no | Currently in Use | Gas (Historical Use) | 12000 | Fiberglass | 1994-12-10 | Flex | Pressurized
9031153 | 2 | Flapper Valve | 1994-12-10 | no | 1994-12-10 | no | Currently in Use | Gas (Historical Use) | 12000 | Fiberglass | 1994-12-10 | Flex | Pressurized
9031153 | 3 | Flapper Valve | 1994-12-10 | no | 1994-12-10 | no | Currently in Use | Gas (Historical Use) | 12000 | Fiberglass | 1994-12-10 | Flex | Pressurized
9031154 | 1 | Overfill Alarm | 1990-03-10 |  | 1990-03-10 |  | Currently in Use | Diesel | 4000 | Galvanic (STIP-3) | 1990-03-10 | Fiberglass Reinforced Plastic | Pressurized
9031154 | 2 | Overfill Alarm | 1990-03-10 |  | 1990-03-10 |  | Currently in Use | Gas (Historical Use) | 10000 | Galvanic (STIP-3) | 1990-03-10 | Fiberglass Reinforced Plastic | Pressurized
9031156 | D-1 | Flapper Valve | 1991-11-01 | no | 1991-11-01 | no | Currently in Use | Diesel | 12000 | Fiberglass Double Walled | 1991-11-01 | Fiberglass Reinforced Plastic | Pressurized
9031156 | RU-1 | Flapper Valve | 1991-11-01 | no | 1991-11-01 | no | Currently in Use | Regular | 12000 | Fiberglass Double Walled | 1991-11-01 | Fiberglass Reinforced Plastic | Pressurized
9031157 | 1 |  |  | yes |  | yes | Removed from Ground | Used Oil | 550 | Double Walled | 1987-10-01 | Bare Steel | Gravity Fed
9031157 | 2 |  |  | yes |  | yes | Removed from Ground | Used Oil | 550 | Double Walled | 1987-10-01 | Bare Steel | Gravity Fed
9031160 | UL8000 |  | 1992-02-06 |  | 1998-12-12 |  | Temporarily out of use | Gas (Historical Use) | 8000 | Fiberglass | 1998-12-12 | Fiberglass Reinforced Plastic | Pressurized
9031160 | ULP6000 |  | 1992-02-06 | no | 1998-12-12 | no | Temporarily out of use | Gas (Historical Use) | 6000 | Fiberglass | 1998-12-12 | Fiberglass Reinforced Plastic | Pressurized
9031160 | ULPRM6000 |  | 1992-02-06 |  | 1998-12-12 |  | Temporarily out of use | Gas (Historical Use) | 6000 | Fiberglass | 1998-12-12 | Fiberglass Reinforced Plastic | Pressurized
9031161 | 1 | [5 empty] | Removed from Ground | Gas (Historical Use) | 4000 | Cathodically Protected Steel | 1977-01-01 | Bare Steel | Pressurized
9031161 | 2 | [5 empty] | Removed from Ground | Gas (Historical Use) | 4000 | Cathodically Protected Steel | 1977-01-01 | Bare Steel | Pressurized
9031161 | 3 | [5 empty] | Removed from Ground | Gas (Historical Use) | 4000 | Cathodically Protected Steel | 1977-01-01 | Bare Steel | Pressurized
9031161 | 4 | [5 empty] | Removed from Ground | Diesel | 4000 | Cathodically Protected Steel | 1977-01-01 | Bare Steel | Suction (American)
9031161 | 5 | [5 empty] | Removed from Ground | Other | 550 | Not Marked/Unknown | 1996-05-06 | Not Marked
9031163 | DIESEL |  | 1992-01-01 |  | 1992-01-01 |  | Currently in Use | Diesel | 6000 | Fiberglass Double Walled | 1992-01-01 | Double-Walled Fiberglass | Pressurized
9031163 | GASOLINE |  | 1992-01-01 |  | 1992-01-01 |  | Currently in Use | Gas (Historical Use) | 6000 | Fiberglass Double Walled | 1992-01-01 | Double-Walled Fiberglass | Pressurized
9031165 | 1 |  | 1999-02-10 |  | 1999-02-10 |  | Removed from Ground | Gas (Historical Use) | 8000 | Cathodically Protected Steel | 1986-01-01 | Fiberglass Reinforced Plastic | Pressurized
9031165 | 2 |  | 1999-02-10 |  | 1999-02-10 |  | Removed from Ground | Gas (Historical Use) | 8000 | Marked Unknown | 1986-01-01 | Fiberglass Reinforced Plastic | Pressurized
9031165 | 3 |  | 1999-02-10 |  | 1999-02-10 |  | Removed from Ground | Gas (Historical Use) | 2000 | Cathodically Protected Steel | 1986-01-01 | Fiberglass Reinforced Plastic | Pressurized
9031166 | 1 | Flapper Valve | 1995-02-01 |  | 1995-02-01 |  | Currently in Use | Gas (Historical Use) | 8000 | Galvanic (STIP-3) | 1985-04-18 | Fiberglass Reinforced Plastic | Pressurized
9031166 | 2 | Flapper Valve | 1995-02-01 |  | 1995-02-01 |  | Currently in Use | Gas (Historical Use) | 8000 | Galvanic (STIP-3) | 1985-04-18 | Fiberglass Reinforced Plastic | Pressurized
9031166 | 3 | Flapper Valve | 1995-02-01 |  | 1995-02-01 |  | Currently in Use | Gas (Historical Use) | 8000 | Galvanic (STIP-3) | 1985-04-18 | Fiberglass Reinforced Plastic | Pressurized
9031166 | 4 | [5 empty] | Removed from Ground | Kerosene | 1000 | Bare Steel | 1985-04-18 | Bare Steel | Suction (American)
9031167 | 1 | [5 empty] | Removed from Ground | Diesel | 10000 | Bare Steel | 1987-01-01 | Galvanized Steel | Safe Suction (Euro)
9031168 | 1 | [5 empty] | Removed from Ground | Diesel | 3000 | Bare Steel | 1998-11-30 | Galvanized Steel | Safe Suction (Euro)
9031168 | 2 | [5 empty] | Removed from Ground | Diesel | 3000 | Not Marked/Unknown | 1998-11-30 | Galvanized Steel | Safe Suction (Euro)
9031168 | 3 | [5 empty] | Removed from Ground | Diesel | 4000 | Bare Steel | 1998-11-30 | Galvanized Steel | Safe Suction (Euro)
9031169 | 1 | [5 empty] | Removed from Ground | Diesel | 7000 | Bare Steel | 2000-12-01 | Galvanized Steel | Suction (American)
9031169 | 2 | [5 empty] | Removed from Ground | Gas (Historical Use) | 7000 | Bare Steel | 2000-12-01 | Galvanized Steel | Suction (American)
9031169 | 3 |  | 2000-12-01 |  | 2000-12-01 |  | Removed from Ground | Diesel | 10000 | Composite | 2000-12-20 | Not Marked | Safe Suction (Euro)
9031170 | 1 | [5 empty] | Removed from Ground | Gas (Historical Use) | 5000 | Not Marked/Unknown | 1986-07-10 | Galvanized Steel | Pressurized
9031171 | 1 | [5 empty] | Removed from Ground | Diesel | 10000 | Bare Steel | 1977-01-01 | Bare Steel | Pressurized
9031171 | 2 | [5 empty] | Removed from Ground | Diesel | 10000 | Bare Steel | 1977-01-01 | Bare Steel | Pressurized
9031173 | 1 | [5 empty] | Removed from Ground | Diesel | 10000 | Marked Unknown | 1995-11-14 | Unknown
9031174 | 1 | Ball Float | 1998-09-01 |  | 1998-09-01 |  | Currently in Use | Gas (Historical Use) | 10000 | Fiberglass | 1998-09-01 | Fiberglass Reinforced Plastic | Pressurized
9031174 | 2 | Ball Float | 1998-09-01 |  | 1998-09-01 |  | Currently in Use | Gas (Historical Use) | 10000 | Fiberglass | 1998-09-01 | Fiberglass Reinforced Plastic | Pressurized
9031174 | 3 | Ball Float | 1998-09-01 |  | 1998-09-01 |  | Currently in Use | Gas (Historical Use) | 10000 | Fiberglass | 1998-09-01 | Fiberglass Reinforced Plastic | Pressurized
9031174 | 4 | [5 empty] | Removed from Ground | Gas (Historical Use) | 10000 | Fiberglass | 1989-01-01 | Fiberglass Reinforced Plastic | Pressurized
9031174 | 5 | [5 empty] | Removed from Ground | Gas (Historical Use) | 10000 | Fiberglass | 1989-01-01 | Fiberglass Reinforced Plastic | Pressurized
9031174 | 6 | [5 empty] | Removed from Ground | Gas (Historical Use) | 10000 | Fiberglass | 1989-01-01 | Fiberglass Reinforced Plastic | Pressurized
9031175 | 1 | [5 empty] | Removed from Ground | Diesel | 1000 | Marked Unknown | 1995-12-08 | Unknown
9031176 | 1 | [5 empty] | Currently in Use | Diesel | 30000 | Not Marked/Unknown |  | Not Marked
9031176 | 2 | [5 empty] | Removed from Ground | Other | 10000 | Not Marked/Unknown |  | Not Marked
9031179 | 1 |  | 2014-01-01 | yes | 1988-10-01 | yes | Currently in Use | Used Oil | 525 | Double Walled | 1988-08-15 | Fiberglass Reinforced Plastic | Gravity Fed
9031182 | 1 | Ball Float | 1996-03-14 |  | 1996-03-14 |  | Temporarily out of use | Gas (Historical Use) | 10000 | Galvanic (STIP-3) | 1996-03-11 | Fiberglass Reinforced Plastic | Pressurized
9031185 | 1 | Ball Float | 1996-02-01 | no | 1996-02-01 | no | Currently in Use | Gas (Historical Use) | 15000 | Fiberglass | 1996-01-29 | Double-Walled Fiberglass | Pressurized
9031185 | 2 | Ball Float | 1996-02-01 | no | 1996-02-01 | no | Currently in Use | Gas (Historical Use) | 10000 | Fiberglass | 1996-01-29 | Double-Walled Fiberglass | Pressurized
9031185 | 3 |  | 1996-02-01 | no | 1996-02-01 | no | Currently in Use | Diesel | 4000 | Fiberglass | 1996-01-29 | Double-Walled Fiberglass | Pressurized
9031185 | 4 |  | 1996-02-01 | no | 1996-02-01 | no | Currently in Use | E-85 | 4000 | Fiberglass | 1996-01-29 | Double-Walled Fiberglass | Pressurized
9031186 | 1 | [5 empty] | Removed from Ground | Other | 500 | Bare Steel | 1996-06-07 | Galvanized Steel | Gravity Fed
9031187 | 1 | Overfill Alarm | 1996-06-01 |  | 1996-06-01 |  | Currently in Use | Gas (Historical Use) | 10000 | Fiberglass | 1996-06-01 | Double-Walled Fiberglass | Pressurized
9031187 | 2 | Overfill Alarm | 1996-06-01 |  | 1996-06-01 |  | Currently in Use | Gas (Historical Use) | 10000 | Fiberglass | 1996-06-01 | Double-Walled Fiberglass | Pressurized
9031187 | 3 | Overfill Alarm | 1996-06-01 |  | 1996-06-01 |  | Temporarily out of use | Diesel | 4000 | Fiberglass | 1996-06-01 | Double-Walled Fiberglass | Pressurized
9031191 | 1 |  | 1996-11-18 |  | 1996-11-18 |  | Currently in Use | Gas (Historical Use) | 15000 | Composite | 1996-11-18 | Cathodically Protected | Pressurized
9031191 | 2 |  | 1996-11-18 |  | 1996-11-18 |  | Currently in Use | Gas (Historical Use) | 12000 | Composite | 1996-11-18 | Cathodically Protected | Pressurized
9031192 | 1 | Flapper Valve | 1996-10-18 |  | 1996-10-18 |  | Currently in Use | Diesel | 20000 | Composite Double Walled | 1996-10-18 | Double-Walled Fiberglass | Pressurized
9031192 | 2 | Flapper Valve | 1996-10-18 |  | 1996-10-18 |  | Currently in Use | Diesel | 20000 | Composite Double Walled | 1996-10-18 | Double-Walled Fiberglass | Pressurized
9031192 | 3 | Flapper Valve | 1996-10-18 |  | 1996-10-18 |  | Currently in Use | New Oil | 10000 | Composite Double Walled | 1996-10-18 | Double-Walled Fiberglass | Pressurized
9031192 | 4 | Flapper Valve | 1996-10-01 | yes | 1996-10-18 | yes | Currently in Use | Used Oil | 3000 | Composite Double Walled | 1996-10-18 | Double-Walled Fiberglass | Pressurized
9031192 | 5 | Flapper Valve | 2009-01-21 | no | 2009-01-21 | no | Currently in Use | Diesel | 20000 | Fiberglass Double Walled | 2009-01-21 | Double-Walled Fiberglass | Pressurized
9031192 | 6 | Flapper Valve | 2009-01-21 | no | 2009-01-21 | no | Currently in Use | Diesel | 20000 | Fiberglass Double Walled | 2009-01-21 | Double-Walled Fiberglass | Pressurized
9031193 | 1 | [5 empty] | Removed from Ground | Gas (Historical Use) | 6000 | Not Marked/Unknown | 1997-05-20 | Not Marked
9031193 | 2 | [5 empty] | Removed from Ground | Other | 4000 | Not Marked/Unknown | 1997-05-20 | Not Marked
9031193 | 3 | [5 empty] | Removed from Ground | Other | 1000 | Not Marked/Unknown | 1997-05-20 | Not Marked
9031193 | 4 |  |  | yes |  | yes | Removed from Ground | Used Oil | 1000 | Not Marked/Unknown | 1997-05-20 | Not Marked
9031194 | 145096 |  | 1997-01-07 |  | 1997-01-07 |  | Currently in Use | Gas (Historical Use) | 12000 | Unknown | 1997-01-06 | Fiberglass Reinforced Plastic | Pressurized
9031194 | 145098 |  | 1997-01-07 |  | 1997-01-07 |  | Currently in Use | Gas (Historical Use) | 15000 | Unknown | 1997-01-06 | Fiberglass Reinforced Plastic | Pressurized
9031195 | 1 | [5 empty] | Removed from Ground | Gas (Historical Use) | 10000 | Bare Steel | 1998-05-01 | Bare Steel | Safe Suction (Euro)
9031196 | 1 | [5 empty] | Removed from Ground | Gas (Historical Use) | 10000 | Bare Steel | 1980-01-01 | Bare Steel | Safe Suction (Euro)
9031196 | 2 | [5 empty] | Removed from Ground | Diesel | 10000 | Bare Steel | 1980-01-01 | Bare Steel | Safe Suction (Euro)
9031196 | 3 | [5 empty] | Removed from Ground | Diesel | 10000 | Bare Steel | 1980-01-01 | Bare Steel | Safe Suction (Euro)
9031196 | 4 | Flapper Valve | 1998-05-01 |  | 1998-05-01 |  | Currently in Use | Gas (Historical Use) | 12000 | Composite | 1998-05-01 | Double-Walled Fiberglass | Safe Suction (Euro)
9031196 | 5 | Flapper Valve | 1998-05-01 |  | 1998-05-01 |  | Currently in Use | Diesel | 10000 | Composite | 1998-05-01 | Double-Walled Fiberglass | Safe Suction (Euro)
9031197 | 1 | Ball Float | 1997-04-07 |  | 1997-04-07 |  | Currently in Use | Gas (Historical Use) | 10000 | Fiberglass | 1997-04-03 | Fiberglass Reinforced Plastic | Pressurized
9031198 | 1 | Flapper Valve | 1996-12-01 | no | 1996-12-01 | no | Currently in Use | Diesel | 20000 | Tank Jacket | 1996-12-01 | Double-Walled Flex | Pressurized
9031198 | 2 | Flapper Valve | 1996-12-01 | no | 1996-12-01 | no | Currently in Use | Diesel | 20000 | Tank Jacket | 1996-12-01 | Double-Walled Flex | Pressurized
9031198 | 3 | Flapper Valve | 1996-12-01 | no | 1996-12-01 | no | Currently in Use | Diesel | 20000 | Tank Jacket | 1996-12-01 | Double-Walled Flex | Pressurized
9031198 | 4 | Flapper Valve | 1996-12-01 | no | 1996-12-01 | no | Currently in Use | Diesel | 2000 | Tank Jacket | 1996-12-01 | Double-Walled Flex | Pressurized
9031199 | 1 | [5 empty] | Removed from Ground | Gas (Historical Use) | 10000 | Not Marked/Unknown | 1997-12-18 | Not Marked
9031199 | 2 | [5 empty] | Removed from Ground | Gas (Historical Use) | 10000 | Not Marked/Unknown | 1997-12-18 | Not Marked
9031199 | 3 | [5 empty] | Removed from Ground | Gas (Historical Use) | 10000 | Not Marked/Unknown | 1997-12-18 | Not Marked
9031199 | 4 |  |  | yes |  | yes | Removed from Ground | Used Oil | 550 | Not Marked/Unknown | 1997-12-18 | Not Marked
9031200 | 1 |  | 1990-01-01 | no | 1990-01-01 | no | Currently in Use | Gas (Historical Use) | 5929 | Fiberglass | 1990-08-01 | Fiberglass Reinforced Plastic | Pressurized
9031200 | 2 |  | 1990-01-01 | no | 1990-01-01 | no | Currently in Use | Diesel | 2500 | Fiberglass | 1990-08-01 | Fiberglass Reinforced Plastic | Pressurized
9031201 | 206-MG1 |  | 1997-11-12 | no | 1997-11-12 | no | Removed from Ground | Empty | 12000 | Fiberglass Double Walled | 1997-11-12 | Flex | Pressurized
9031201 | 206-MG2 |  | 1997-11-12 | no | 1997-11-12 | no | Removed from Ground | Empty | 12000 | Fiberglass Double Walled | 1997-11-12 | Double-Walled Fiberglass | Pressurized
9031201 | 206-MG3 |  | 1997-11-12 | no | 1997-11-12 | no | Removed from Ground | Empty | 12000 | Fiberglass Double Walled | 1997-11-12 | Double-Walled Fiberglass | Pressurized
9031202 | DIESEL | Flapper Valve | 1995-10-15 |  | 1995-10-15 |  | Currently in Use | Diesel | 12000 | Epoxy Double-Walled | 1995-10-15 | Double-Walled Fiberglass | Pressurized
9031202 | GASOLINE | Flapper Valve | 1995-10-15 |  | 1995-10-15 |  | Currently in Use | Gas (Historical Use) | 12000 | Epoxy Double-Walled | 1995-10-15 | Double-Walled Fiberglass | Pressurized
9031203 | 1 | [5 empty] | Removed from Ground | Gas (Historical Use) | 500 | Not Marked/Unknown | 1998-09-01 | Not Marked
9031203 | 2 | [5 empty] | Removed from Ground | Gas (Historical Use) | 500 | Not Marked/Unknown | 1998-09-01 | Not Marked
9031203 | 3 | [5 empty] | Removed from Ground | Gas (Historical Use) | 500 | Not Marked/Unknown | 1998-09-01 | Not Marked
9031204 | 1 | [5 empty] | Removed from Ground | Gas (Historical Use) | 2000 | Not Marked/Unknown | 1988-05-01 | Not Marked
9031205 | 1 | [5 empty] | Removed from Ground | Gas (Historical Use) | 1000 | Not Marked/Unknown | 1998-07-15 | Not Marked
9031205 | 2 | [5 empty] | Removed from Ground | Diesel | 1000 | Not Marked/Unknown | 1998-07-15 | Not Marked
9031207 | 1 |  | 2009-11-06 | no | 2009-11-06 | no | Currently in Use |  | 12000 | Epoxy | 1999-06-01 | Fiberglass Reinforced Plastic | Pressurized
9031207 | 2 |  | 2009-11-06 | no | 2009-11-06 | no | Currently in Use |  | 10000 | Epoxy | 1999-06-01 | Fiberglass Reinforced Plastic | Pressurized
9031208 | 1 | Overfill Alarm | 1998-07-01 | no | 1998-07-01 | no | Currently in Use | Regular | 12000 | Epoxy | 1998-07-01 | Fiberglass Reinforced Plastic | Pressurized
9031208 | 2 | Overfill Alarm | 1998-07-01 | no | 1998-07-01 | no | Currently in Use | Premium | 12000 | Epoxy | 1998-07-01 | Fiberglass Reinforced Plastic | Pressurized
9031210 | 1 |  |  | yes |  | yes | Removed from Ground | Gas (Historical Use) | 6000 | Not Marked/Unknown | 1998-11-23 | Not Marked
9031210 | 2 |  |  | yes |  | yes | Removed from Ground | Diesel | 1000 | Not Marked/Unknown | 1998-11-23 | Not Marked
9031210 | 3 |  |  | yes |  | yes | Removed from Ground | Gas (Historical Use) | 1000 | Not Marked/Unknown | 1998-11-23 | Not Marked
9031210 | 4 |  |  | yes |  | yes | Removed from Ground | Used Oil | 350 | Not Marked/Unknown | 1998-11-23 | Not Marked
9031211 | 1 | Ball Float | 1997-10-16 | no | 1997-10-16 | no | Currently in Use | Diesel | 20000 | Fiberglass Double Walled | 1997-10-09 | Double-Walled Fiberglass | Pressurized
9031211 | 2 | Ball Float | 1997-10-16 | no | 1997-10-16 | no | Currently in Use | Diesel | 20000 | Fiberglass Double Walled | 1997-10-09 | Double-Walled Fiberglass | Pressurized
9031212 | 1 |  | 1998-05-20 |  | 1998-05-20 |  | Currently in Use | Gas (Historical Use) | 15000 | Composite Double Walled | 1998-05-20 | Double-Walled Fiberglass | Pressurized
9031212 | 2 |  | 1998-05-20 |  | 1998-05-20 |  | Currently in Use | Diesel | 12000 | Composite Double Walled | 1998-05-20 | Double-Walled Fiberglass | Pressurized
9031212 | 3 |  | 1998-05-20 |  | 1998-05-20 |  | Currently in Use | Gas (Historical Use) | 12000 | Composite Double Walled | 1998-05-20 | Double-Walled Fiberglass | Pressurized
9031214 | 1 | Ball Float | 1998-11-01 |  | 1998-11-01 |  | Currently in Use | Gas (Historical Use) | 12000 | Fiberglass | 1998-11-01 | Fiberglass Reinforced Plastic | Pressurized
9031214 | 2 | Ball Float | 1998-11-01 |  | 1998-11-01 |  | Currently in Use | Gas (Historical Use) | 8000 | Fiberglass | 1998-11-01 | Fiberglass Reinforced Plastic | Pressurized
9031215 | 1 |  | 1999-01-18 |  | 1999-01-18 |  | Currently in Use | Gas (Historical Use) | 8000 | Steel-Impressed Current | 1999-01-18 | Cathodically Protected | Pressurized
9031215 | 2 |  | 1999-01-18 |  | 1999-01-18 |  | Currently in Use | Gas (Historical Use) | 8000 | Steel-Impressed Current | 1999-01-18 | Cathodically Protected | Pressurized
9031215 | 3 |  | 1999-01-18 |  | 1999-01-18 |  | Currently in Use | Gas (Historical Use) | 8000 | Steel-Impressed Current | 1999-01-18 | Cathodically Protected | Pressurized
9031215 | 4 |  | 1999-01-18 |  | 1999-01-18 |  | Currently in Use | Diesel | 8000 | Steel-Impressed Current | 1999-01-18 | Cathodically Protected | Pressurized
9031217 | 1 | Ball Float | 1999-03-17 | no | 1999-03-17 | no | Currently in Use | Regular | 12000 | Fiberglass | 1999-03-17 |  | Pressurized
9031217 | 2 | Ball Float | 1999-03-17 | no | 1999-03-17 | no | Currently in Use | Premium | 8000 | Fiberglass | 1999-03-17 |  | Pressurized
9031217 | 3 | Ball Float | 1999-03-17 | no | 1999-03-17 | no | Currently in Use | Diesel | 5000 | Fiberglass | 1999-03-17 |  | Pressurized
9031218 | 1 | [5 empty] | Removed from Ground | Gas (Historical Use) | 6000 | Bare Steel | 1991-01-01 | Bare Steel
9031218 | 2 | [5 empty] | Removed from Ground | Gas (Historical Use) | 6000 | Bare Steel | 1991-01-01 | Bare Steel
9031219 | 1 |  |  | yes |  | yes | Removed from Ground | Used Oil | 1000 | Bare Steel | 1999-01-01 | Galvanized Steel | Gravity Fed
9031220 | 1 | [5 empty] | Permanently Out of Use - historical purposes | Gas (Historical Use) | 10000 | Bare Steel |  | Bare Steel
9031220 | 2 | [5 empty] | Permanently Out of Use - historical purposes | Gas (Historical Use) | 10000 | Bare Steel |  | Bare Steel
9031221 | 1 |  | 1999-06-01 |  | 1999-06-01 |  | Currently in Use | Gas (Historical Use) | 20000 | Double Walled | 1999-06-01 | Fiberglass Reinforced Plastic | Pressurized
9031221 | 2 |  | 1999-06-01 |  | 1999-06-01 |  | Currently in Use | Gas (Historical Use) | 20000 | Double Walled | 1999-06-01 | Fiberglass Reinforced Plastic | Pressurized
9031221 | 3 |  | 1999-06-01 |  | 1999-06-01 |  | Currently in Use | Gas (Historical Use) | 20000 | Double Walled | 1999-06-01 | Fiberglass Reinforced Plastic | Pressurized
9031221 | 4 | Flapper Valve | 2011-10-04 | no | 2011-10-04 | no | Currently in Use | Ultrazol (Fuel Additive) | 1500 | Fiberglass Double Walled | 2011-09-21 | Fiberglass Reinforced Plastic | Pressurized
9031222 | 1 | [5 empty] | Removed from Ground | Diesel | 4000 | Bare Steel | 1971-01-01 | Galvanized Steel | Suction (American)
9031222 | 2 | [5 empty] | Removed from Ground | Diesel | 3000 | Bare Steel | 1971-01-01 | Galvanized Steel | Suction (American)
9031222 | 3 | [5 empty] | Removed from Ground | Diesel | 2000 | Bare Steel | 1971-01-01 | Galvanized Steel | Suction (American)
9031222 | 4 |  |  | yes |  | yes | Removed from Ground | Used Oil | 550 | Bare Steel | 1971-01-01 | Not Marked | Safe Suction (Euro)
9031223 | 1 | Flapper Valve | 1998-01-01 | no | 1998-01-01 | no | Currently in Use | Diesel | 19951 | Fiberglass | 1998-01-01 | Fiberglass Reinforced Plastic | Pressurized
9031224 | 1 | Ball Float | 1999-03-09 | no | 1999-03-09 | no | Currently in Use | Premium | 10000 | Epoxy | 1999-03-09 | Fiberglass Reinforced Plastic | Pressurized
9031224 | 2 | Ball Float | 1999-03-09 | no | 1999-03-09 | no | Currently in Use | Regular | 12000 | Epoxy | 1999-03-09 | Fiberglass Reinforced Plastic | Pressurized
9031225 | 1 |  | 1999-11-24 |  | 1999-11-24 |  | Currently in Use | Gas (Historical Use) | 15000 | Epoxy | 1999-11-24 | Fiberglass Reinforced Plastic | Pressurized
9031225 | 2 |  | 1999-11-24 |  | 1999-11-24 |  | Currently in Use | Gas (Historical Use) | 12000 | Epoxy | 1999-11-24 | Fiberglass Reinforced Plastic | Pressurized
9031226 | 1 | [5 empty] | Removed from Ground | Gas (Historical Use) | 3000 | Bare Steel | 2000-02-01 | Galvanized Steel | Safe Suction (Euro)
9031226 | 10 | Ball Float | 2003-05-01 | no | 2003-05-01 | no | Currently in Use | Gas (Historical Use) | 8000 | Composite | 2003-04-01 | Double-Walled Fiberglass | Pressurized
9031226 | 11 | Ball Float | 2003-05-01 | no | 2003-05-01 | no | Currently in Use | Diesel | 4000 | Composite | 2003-04-01 | Double-Walled Fiberglass | Pressurized
9031226 | 2 | [5 empty] | Removed from Ground | Gas (Historical Use) | 2000 | Bare Steel | 2000-02-01 | Galvanized Steel | Safe Suction (Euro)
9031226 | 3 | [5 empty] | Removed from Ground | Gas (Historical Use) | 2000 | Bare Steel | 2000-02-01 | Galvanized Steel | Safe Suction (Euro)
9031226 | 4 | [5 empty] | Removed from Ground | Gas (Historical Use) | 2000 | Bare Steel | 2000-02-01 | Galvanized Steel | Safe Suction (Euro)
9031226 | 5 | [5 empty] | Removed from Ground | Gas (Historical Use) | 2000 | Bare Steel | 2000-02-01 | Galvanized Steel | Safe Suction (Euro)
9031226 | 6 | [5 empty] | Removed from Ground | Other | 550 | Bare Steel | 2000-02-01 | Galvanized Steel | Safe Suction (Euro)
9031226 | 7 |  |  | yes |  | yes | Removed from Ground | Used Oil | 550 | Bare Steel | 2000-02-01 | Galvanized Steel | Gravity Fed
9031226 | 8 | [5 empty] | Removed from Ground | Kerosene | 550 | Bare Steel | 2000-02-01 | Galvanized Steel | Safe Suction (Euro)
9031226 | 9 | Ball Float | 2003-05-01 | no | 2003-05-01 | no | Currently in Use | Gas (Historical Use) | 12000 | Composite | 2003-04-01 | Double-Walled Fiberglass | Pressurized
9031227 | 1 |  | 1999-08-01 |  | 1999-08-01 |  | Removed from Ground | Gas (Historical Use) | 12000 | Double Walled | 1999-08-01 | Double Walled | Pressurized
9031227 | 2 |  | 1999-08-01 |  | 1999-08-01 |  | Removed from Ground | Gas (Historical Use) | 12000 | Double Walled | 1999-08-01 | Double Walled | Pressurized
9031227 | 3 |  | 1999-08-01 |  | 1999-08-01 |  | Removed from Ground | Gas (Historical Use) | 12000 | Double Walled | 1999-08-01 | Double Walled | Pressurized
9031228 | 1 |  | 2000-01-01 |  | 2000-01-01 |  | Currently in Use | Gas (Historical Use) | 12000 | Epoxy | 2000-01-01 | Fiberglass Reinforced Plastic | Pressurized
9031228 | 2 |  | 2000-01-01 |  | 2000-01-01 |  | Currently in Use | Gas (Historical Use) | 8000 | Epoxy | 2000-01-01 | Fiberglass Reinforced Plastic | Pressurized
9031229 | 1 | [5 empty] | Currently in Use | Diesel | 0 | Not Marked/Unknown |  | Not Marked
9031229 | 2 | [5 empty] | Currently in Use | Used Oil | 0 | Not Marked/Unknown |  | Not Marked
9031230 | 1 | [5 empty] | Removed from Ground | Used Oil | 0 | Not Marked/Unknown |  | Not Marked
9031231 | 1 |  | 1999-11-01 |  | 1999-11-01 |  | Currently in Use | Gas (Historical Use) | 20000 | Double Walled | 1999-10-01 | Secondary Containment | Pressurized
9031231 | 2A |  | 1999-11-01 |  | 1999-11-01 |  | Currently in Use | Gas (Historical Use) | 12000 | Double Walled | 1999-10-01 | Secondary Containment | Pressurized
9031231 | 2B |  | 1999-11-01 |  | 1999-11-01 |  | Currently in Use | Gas (Historical Use) | 8000 | Double Walled | 1999-11-01 | Secondary Containment | Pressurized
9031232 | 1 | [5 empty] | Removed from Ground | Gas (Historical Use) | 2000 | Not Marked/Unknown | 2000-04-01 | Not Marked
9031232 | 2 | [5 empty] | Removed from Ground | Gas (Historical Use) | 1000 | Not Marked/Unknown | 2000-04-01 | Not Marked
9031232 | 3 | [5 empty] | Removed from Ground | Gas (Historical Use) | 10000 | Not Marked/Unknown | 2000-04-01 | Not Marked
9031233 | 1 | Ball Float | 2000-08-02 |  | 2000-08-02 |  | Currently in Use | Gas (Historical Use) | 10000 | Composite | 2000-08-02 | Fiberglass Reinforced Plastic | Pressurized
9031233 | 2A | Ball Float | 2000-08-02 |  | 2000-08-02 |  | Currently in Use | Gas (Historical Use) | 8000 | Composite | 2000-08-02 | Fiberglass Reinforced Plastic | Pressurized
9031233 | 2B | Ball Float | 2000-08-02 |  | 2000-08-02 |  | Currently in Use | Diesel | 4000 | Composite | 2000-08-02 | Fiberglass Reinforced Plastic | Pressurized
9031234 | 1 | Ball Float | 2000-01-01 | no | 2000-01-01 | no | Currently in Use | Gas (Historical Use) | 12000 | Fiberglass | 1999-11-07 | Double-Walled Flex | Pressurized
9031234 | 2 | Ball Float | 2000-01-01 | no | 2000-01-01 | no | Currently in Use | Gas (Historical Use) | 12000 | Fiberglass | 1999-11-07 | Double-Walled Flex | Pressurized
9031234 | 3 | Ball Float | 2000-01-01 | no | 2000-01-01 | no | Currently in Use | Gas (Historical Use) | 12000 | Fiberglass | 1999-11-07 | Double-Walled Flex | Pressurized
9031235 | 1 |  | 1999-12-20 |  | 1999-12-20 |  | Currently in Use | Gas (Historical Use) | 12000 | Epoxy | 1999-12-16 | Fiberglass Reinforced Plastic | Pressurized
9031235 | 2 |  | 1999-12-20 |  | 1999-12-20 |  | Currently in Use | Gas (Historical Use) | 10000 | Epoxy | 1999-12-16 | Fiberglass Reinforced Plastic | Pressurized
9031236 | 1 | Ball Float | 2000-09-11 | no | 2000-09-11 | no | Currently in Use | Gas (Historical Use) | 12000 | Fiberglass Double Walled | 2000-09-11 | Double-Walled Fiberglass | Pressurized
9031236 | 2 | Ball Float | 2000-09-11 | no | 2000-09-11 | no | Currently in Use | Gas (Historical Use) | 12000 | Fiberglass Double Walled | 2000-09-11 | Double-Walled Fiberglass | Pressurized
9031236 | 3 | Ball Float | 2000-09-11 | no | 2000-09-11 | no | Currently in Use | Diesel | 4000 | Fiberglass Double Walled | 2000-09-11 | Double-Walled Fiberglass | Pressurized
9031237 | 1 | Ball Float | 1999-01-31 | no | 1999-01-31 | no | Currently in Use | Gas (Historical Use) | 12000 | Fiberglass | 1999-01-31 | Fiberglass Reinforced Plastic | Pressurized
9031237 | 2 | Ball Float | 1999-01-31 | no | 1999-01-31 | no | Currently in Use | Gas (Historical Use) | 12000 | Fiberglass | 1999-01-31 | Fiberglass Reinforced Plastic | Pressurized
9031238 | 1 |  | 2000-09-01 | no | 2000-09-01 | no | Currently in Use | Gas (Historical Use) | 20000 | Fiberglass | 2000-08-01 | Double-Walled Fiberglass | Pressurized
9031238 | 2 |  | 2000-09-01 | no | 2000-09-01 | no | Currently in Use | Gas (Historical Use) | 20000 | Fiberglass Double Walled | 2000-08-01 | Double-Walled Fiberglass | Pressurized
9031238 | 3 |  | 2000-09-01 | no | 2000-09-01 | no | Currently in Use | Gas (Historical Use) | 12000 | Fiberglass | 2000-08-01 | Double-Walled Fiberglass | Pressurized
9031239 | 1 | Ball Float | 2000-09-26 | no | 2000-09-26 | no | Currently in Use | Diesel | 8000 | Fiberglass | 2000-09-17 | Fiberglass Reinforced Plastic | Pressurized
9031239 | 2 | Ball Float | 2000-09-26 | no | 2000-09-26 | no | Currently in Use | Premium | 10000 | Fiberglass | 2000-09-17 | Fiberglass Reinforced Plastic | Pressurized
9031239 | 3 | Ball Float | 2000-09-26 | no | 2000-09-26 | no | Currently in Use | Regular | 12000 | Fiberglass | 2000-09-17 | Fiberglass Reinforced Plastic | Pressurized
9031240 | 1 |  | 2000-09-28 |  | 2000-09-28 |  | Currently in Use | Gas (Historical Use) | 12000 | Unknown | 2000-09-25 | Fiberglass Reinforced Plastic | Pressurized
9031240 | 2 |  | 2000-09-28 |  | 2000-09-28 |  | Currently in Use | Gas (Historical Use) | 10000 | Unknown | 2000-09-25 | Fiberglass Reinforced Plastic | Pressurized
9031241 | 1 | Ball Float | 2001-04-16 |  | 2001-04-18 |  | Currently in Use | Gas (Historical Use) | 12000 | Epoxy | 2001-04-11 | Fiberglass Reinforced Plastic | Pressurized
9031241 | 2 | Ball Float | 2001-04-16 |  | 2001-04-18 |  | Currently in Use | Gas (Historical Use) | 10000 | Epoxy | 2001-04-11 | Fiberglass Reinforced Plastic | Pressurized
9031241 | 3 | Ball Float | 2001-04-16 |  | 2001-04-18 |  | Currently in Use | Diesel | 8000 | Epoxy | 2001-04-11 | Fiberglass Reinforced Plastic | Pressurized
9031242 | 1 | Ball Float | 2000-12-27 |  | 2000-12-27 |  | Currently in Use | Gas (Historical Use) | 12000 | Unknown | 2000-12-15 | Fiberglass Reinforced Plastic | Pressurized
9031242 | 2 | Ball Float | 2000-12-27 |  | 2000-12-27 |  | Currently in Use | Gas (Historical Use) | 10000 | Unknown | 2000-12-15 | Fiberglass Reinforced Plastic | Pressurized
9031242 | 3 | Ball Float | 2000-12-27 |  | 2000-12-27 |  | Currently in Use | Diesel | 8000 | Unknown | 2000-12-15 | Fiberglass Reinforced Plastic | Pressurized
9031243 | 1 | [5 empty] | Removed from Ground | Used Oil | 250 | Bare Steel | 2001-06-20 | Not Marked
9031244 | 1 | Ball Float | 2001-04-01 |  | 2001-04-01 |  | Currently in Use | Gas (Historical Use) | 12000 | Composite | 2001-04-01 | Fiberglass Reinforced Plastic | Pressurized
9031244 | 2 | Ball Float | 2001-04-01 |  | 2001-04-01 |  | Currently in Use | Gas (Historical Use) | 8000 | Composite | 2001-04-01 | Fiberglass Reinforced Plastic | Pressurized
9031245 | 1 |  | 2001-10-01 |  | 2001-10-01 |  | Currently in Use | Gas (Historical Use) | 20000 | Composite Double Walled | 2001-10-15 | Double-Walled Fiberglass | Pressurized
9031245 | 2 |  | 2001-10-01 |  | 2001-10-01 |  | Currently in Use | Diesel | 12000 | Composite Double Walled | 2001-10-15 | Double-Walled Fiberglass | Pressurized
9031245 | 3 |  | 2001-10-01 |  | 2001-10-01 |  | Currently in Use | Gas (Historical Use) | 12000 | Composite Double Walled | 2001-10-15 | Double-Walled Fiberglass | Pressurized
9031246 | 1 | Ball Float | 2001-07-20 |  | 2001-07-20 |  | Currently in Use | Gas (Historical Use) | 12000 | Fiberglass | 2001-06-17 | Fiberglass Reinforced Plastic | Pressurized
9031246 | 2 | Ball Float | 2001-07-20 |  | 2001-07-20 |  | Currently in Use | Gas (Historical Use) | 10000 | Fiberglass | 2001-06-17 | Fiberglass Reinforced Plastic | Pressurized
9031246 | 3 | Ball Float | 2001-07-20 |  | 2001-07-20 |  | Currently in Use | Diesel | 8000 | Fiberglass | 2001-06-17 | Fiberglass Reinforced Plastic | Pressurized
9031247 | 1 | Ball Float | 2001-07-18 |  | 2001-07-18 |  | Currently in Use | Gas (Historical Use) | 12000 | Fiberglass | 2001-07-12 | Fiberglass Reinforced Plastic | Pressurized
9031247 | 2 | Ball Float | 2001-07-18 |  | 2001-07-18 |  | Currently in Use | Gas (Historical Use) | 10000 | Fiberglass | 2001-07-12 | Fiberglass Reinforced Plastic | Pressurized
9031247 | 3 | Ball Float | 2001-07-18 |  | 2001-07-18 |  | Currently in Use | Diesel | 8000 | Fiberglass | 2001-07-12 | Fiberglass Reinforced Plastic | Pressurized
9031248 | 1 | Ball Float | 2001-06-28 |  | 2001-06-28 |  | Currently in Use | Gas (Historical Use) | 12000 | Epoxy Double-Walled | 2001-06-25 | Fiberglass Reinforced Plastic | Pressurized
9031248 | 2 | Ball Float | 2001-06-28 |  | 2001-06-28 |  | Currently in Use | Gas (Historical Use) | 10000 | Epoxy Double-Walled | 2001-06-25 | Fiberglass Reinforced Plastic | Pressurized
9031248 | 3 | Ball Float | 2001-06-28 |  | 2001-06-28 |  | Currently in Use | Diesel | 8000 | Epoxy Double-Walled | 2001-06-25 | Fiberglass Reinforced Plastic | Pressurized
9031249 | 1 | Ball Float | 2001-05-03 |  | 2001-05-03 |  | Currently in Use | Gas (Historical Use) | 15000 | Epoxy Double-Walled | 2001-05-01 | Fiberglass Reinforced Plastic | Pressurized
9031249 | 2 | Ball Float | 2001-05-03 |  | 2001-05-03 |  | Currently in Use | Gas (Historical Use) | 12000 | Epoxy Double-Walled | 2001-05-01 | Fiberglass Reinforced Plastic | Pressurized
9031249 | 3 | Ball Float | 2001-05-03 |  | 2001-05-03 |  | Currently in Use | Diesel | 10000 | Epoxy Double-Walled | 2001-05-01 | Fiberglass Reinforced Plastic | Pressurized
9031250 | 1 | Ball Float | 2002-01-04 | no | 2002-01-04 | no | Currently in Use | Regular | 12000 | Composite | 2002-01-03 | Double-Walled Fiberglass | Pressurized
9031250 | 2 | Ball Float | 2002-01-04 | no | 2002-01-04 | no | Currently in Use | Premium | 10000 | Composite | 2002-01-03 | Double-Walled Fiberglass | Pressurized
9031250 | 3 | Ball Float | 2002-01-04 | no | 2002-01-04 | no | Currently in Use | Diesel | 8000 | Composite | 2002-01-03 | Double-Walled Fiberglass | Pressurized
9031251 | 1 | Ball Float | 2002-02-14 |  | 2002-02-14 |  | Currently in Use | Diesel | 15000 | Composite | 2002-02-12 | Double-Walled Fiberglass | Pressurized
9031251 | 2 | Ball Float | 2002-02-14 |  | 2002-02-14 |  | Currently in Use | Gas (Historical Use) | 12000 | Composite | 2002-02-12 | Double-Walled Fiberglass | Pressurized
9031251 | 3 | Ball Float | 2002-02-14 |  | 2002-02-14 |  | Currently in Use | Gas (Historical Use) | 10000 | Composite | 2002-02-12 | Double-Walled Fiberglass | Pressurized
9032002 | 1 | [5 empty] | Removed from Ground | Empty | 3000 | Marked Unknown | 1996-02-23 | Unknown
9032002 | 2 | [5 empty] | Removed from Ground | Empty | 4000 | Marked Unknown | 1996-02-23 | Unknown
9032002 | 3 | [5 empty] | Removed from Ground | Empty | 3000 | Marked Unknown | 1996-02-23 | Unknown
9032003 | 1 | Flapper Valve | 1998-11-09 |  | 1988-04-21 |  | Currently in Use | Gas (Historical Use) | 8000 | Galvanic (STIP-3) | 1988-01-01 | Fiberglass Reinforced Plastic | Pressurized
9032003 | 2 | Flapper Valve | 1998-11-09 |  | 1988-04-21 |  | Currently in Use | Gas (Historical Use) | 8000 | Galvanic (STIP-3) | 1988-01-01 | Fiberglass Reinforced Plastic | Pressurized
9032003 | 3 | Flapper Valve | 1998-11-09 |  | 1988-04-21 |  | Currently in Use | Diesel | 8000 | Galvanic (STIP-3) | 1988-01-01 | Fiberglass Reinforced Plastic | Pressurized
9032004 | 1 |  |  | no |  | no | Removed from Ground | Gas (Historical Use) | 4000 | Bare Steel | 1989-07-26 | Unknown
9032004 | 2 |  |  | no |  | no | Removed from Ground | Gas (Historical Use) | 3000 | Bare Steel | 1989-07-26 | Unknown
9032004 | 3 |  |  | no |  | no | Removed from Ground | Gas (Historical Use) | 3000 | Bare Steel | 1989-07-26 | Unknown
9032004 | 4 |  |  | no |  | no | Removed from Ground | Diesel | 3000 | Bare Steel | 1989-07-26 | Unknown
9032004 | 5 |  | 1989-01-01 |  | 1989-01-01 |  | Removed from Ground | Gas (Historical Use) | 8200 | Composite | 1989-01-01 | Fiberglass Reinforced Plastic | Pressurized
9032004 | 6 |  | 1989-01-01 |  | 1989-01-01 |  | Removed from Ground | Gas (Historical Use) | 8200 | Composite | 1989-01-01 | Fiberglass Reinforced Plastic | Pressurized
9032004 | 7 |  | 1989-01-01 |  | 1989-01-01 |  | Removed from Ground | Gas (Historical Use) | 8200 | Composite | 1989-01-01 | Fiberglass Reinforced Plastic | Pressurized
9032005 | 1 | [5 empty] | Removed from Ground | Diesel | 0 | Not Marked/Unknown |  | Not Marked
9032006 | 1 |  | 1996-06-17 |  | 1996-06-17 |  | Removed from Ground | Gas (Historical Use) | 8000 | Steel-Impressed Current | 1975-01-01 | Cathodically Protected | Pressurized
9032006 | 2 |  | 1996-06-17 |  | 1996-06-17 |  | Removed from Ground | Gas (Historical Use) | 8000 | Steel-Impressed Current | 1975-01-01 | Cathodically Protected | Pressurized
9032006 | 3 |  | 1996-06-17 |  | 1996-06-17 |  | Removed from Ground | Gas (Historical Use) | 8000 | Steel-Impressed Current | 1975-01-01 | Cathodically Protected | Pressurized
9032006 | 4 |  |  | no |  | no | Removed from Ground | Gas (Historical Use) | 1000 | Unknown | 2003-07-22 | Unknown
9032008 | 1 | [5 empty] | Removed from Ground | Other | 6000 | Bare Steel | 1987-01-01 | Galvanized Steel | Safe Suction (Euro)
9032008 | 2 | [5 empty] | Removed from Ground | Other | 6000 | Bare Steel | 1987-01-01 | Galvanized Steel | Safe Suction (Euro)
9032010 | 1 | [5 empty] | Removed from Ground | Gas (Historical Use) | 4000 | Bare Steel | 1975-01-01 | Galvanized Steel | Safe Suction (Euro)
9032010 | 2 | [5 empty] | Removed from Ground | Gas (Historical Use) | 2000 | Bare Steel | 1975-01-01 | Galvanized Steel | Safe Suction (Euro)
9032011 | 1 |  |  | yes |  | yes | Removed from Ground | Used Oil | 1000 | Not Marked/Unknown | 1995-08-24 | Not Marked
9032012 | 1 | [5 empty] | Removed from Ground | Gas (Historical Use) | 4000 | Bare Steel | 1997-07-15 | Galvanized Steel | Suction (American)
9032012 | 2 | [5 empty] | Removed from Ground | Diesel | 4000 | Bare Steel | 1997-07-15 | Galvanized Steel | Suction (American)
9032013 | 145003 | Ball Float | 1997-02-20 | no | 1997-02-20 | no | Currently in Use | Regular | 10000 | Composite | 1997-01-01 | Double-Walled Flex | Pressurized
9032013 | 145025 | Ball Float | 1997-02-20 | no | 1997-02-20 | no | Currently in Use | Premium | 10000 | Composite | 1997-01-01 | Double-Walled Flex | Pressurized
9032013 | 145034 | Ball Float | 1997-02-20 | no | 1997-02-20 | no | Currently in Use | Diesel | 15000 | Composite | 1997-01-01 | Double-Walled Flex | Pressurized
9032014 | 1 | [5 empty] | Removed from Ground | Diesel | 8000 | Not Marked/Unknown | 1997-07-01 | Not Marked
9032015 | 1A | [5 empty] | Removed from Ground | Empty | 550 | Marked Unknown | 1975-01-01 | Not Marked | Suction (American)
9032015 | 1B | [5 empty] | Removed from Ground | Empty | 550 | Marked Unknown | 1975-01-01 | Not Marked | Suction (American)
9032016 | 1 | [5 empty] | Removed from Ground | Diesel | 250 | Not Marked/Unknown | 1999-08-17 | Not Marked
9032017 | 1 | [5 empty] | Removed from Ground | Gas (Historical Use) | 1000 | Bare Steel | 1999-11-01 | Bare Steel | Suction (American)
9032017 | 2 | [5 empty] | Removed from Ground | Gas (Historical Use) | 1000 | Bare Steel | 1999-11-01 | Bare Steel | Suction (American)
9032017 | 3 | [5 empty] | Removed from Ground | Gas (Historical Use) | 1000 | Bare Steel | 1999-11-01 | Bare Steel | Suction (American)
9032018 | 1A | Ball Float | 2000-09-01 | no | 2000-09-01 | no | Currently in Use | Regular | 8000 | Composite | 2000-09-01 | Fiberglass Reinforced Plastic | Pressurized
9032018 | 1B | Ball Float | 2000-09-01 | no | 2000-09-01 | no | Currently in Use | Premium | 4000 | Composite | 2000-09-01 | Fiberglass Reinforced Plastic | Pressurized
9032018 | 2A | Ball Float | 2000-09-01 | no | 2000-09-01 | no | Currently in Use | Diesel | 7000 | Composite | 2000-09-01 | Fiberglass Reinforced Plastic | Pressurized
9032018 | 2B | Ball Float | 2000-09-01 | no | 2000-09-01 | no | Currently in Use | Diesel | 3000 | Composite | 2000-09-01 | Fiberglass Reinforced Plastic | Pressurized
9033001 | 1 | [5 empty] | Permanently Out of Use - historical purposes | Kerosene | 3000 | Not Marked/Unknown |  | Not Marked
9033002 | 1 | Flapper Valve | 1991-08-01 |  | 1991-08-01 |  | Removed from Ground | Gas (Historical Use) | 12000 | Galvanic (STIP-3) | 1980-01-01 | Fiberglass Reinforced Plastic | Pressurized
9033002 | 2 | Flapper Valve | 1991-08-01 |  | 1991-08-01 |  | Removed from Ground | Gas (Historical Use) | 12000 | Galvanic (STIP-3) | 1980-01-01 | Fiberglass Reinforced Plastic | Pressurized
9033002 | 3 | Flapper Valve | 1991-08-01 |  | 1991-08-01 |  | Removed from Ground | Gas (Historical Use) | 12000 | Galvanic (STIP-3) | 1980-01-01 | Fiberglass Reinforced Plastic | Pressurized
9033002 | 4 | Flapper Valve | 1991-08-01 |  | 1991-08-01 |  | Removed from Ground | Gas (Historical Use) | 12000 | Galvanic (STIP-3) | 1980-01-01 | Fiberglass Reinforced Plastic | Pressurized
9033002 | 5 | Flapper Valve | 1991-08-01 |  | 1991-08-01 |  | Removed from Ground | Gas (Historical Use) | 12000 | Galvanic (STIP-3) | 1980-01-01 | Fiberglass Reinforced Plastic | Pressurized
9033002 | 6 | Flapper Valve | 1991-08-01 |  | 1991-08-01 |  | Removed from Ground | Gas (Historical Use) | 12000 | Galvanic (STIP-3) | 1981-06-01 | Fiberglass Reinforced Plastic | Pressurized
9033002 | 7 | Flapper Valve | 1991-08-01 |  | 1991-08-01 |  | Removed from Ground | Diesel | 12000 | Galvanic (STIP-3) | 1981-06-01 | Fiberglass Reinforced Plastic | Pressurized
9033003 | 1 | [5 empty] | Removed from Ground | Gas (Historical Use) | 4000 | Bare Steel | 1990-12-11 | Bare Steel
9033003 | 2 | Flapper Valve | 1998-07-25 | no | 1998-07-25 | no | Currently in Use | Regular | 10000 | Fiberglass Double Walled | 1990-07-01 | Double-Walled Flex | Safe Suction (Euro)
9033005 | 1 | [5 empty] | Removed from Ground | Gas (Historical Use) | 5000 | Bare Steel | 1990-09-15 | Galvanized Steel
9033006 | 0 | [5 empty] | Removed from Ground | Gas (Historical Use) | 4000 | Bare Steel | 1989-08-28 | Unknown
9033006 | 11 | Ball Float | 1990-02-20 | no | 1990-02-20 | no | Currently in Use | Gas (Historical Use) | 2000 | Galvanic (STIP-3) | 1990-02-20 | Double-Walled Fiberglass | Pressurized
9033007 | 12 | [5 empty] | Removed from Ground | Gas (Historical Use) | 6000 | Bare Steel | 1967-02-20 | Galvanized Steel
9033007 | 13 | [5 empty] | Removed from Ground | Gas (Historical Use) | 3000 | Bare Steel | 1967-02-20 | Galvanized Steel
9033008 | 0 |  |  | yes |  | yes | Removed from Ground | Used Oil | 300 | Not Marked/Unknown | 1991-05-09 | Not Marked
9033009 | 1 | [5 empty] | Removed from Ground | Diesel | 1200 | Bare Steel | 1964-01-01 | Galvanized Steel
9033011 | 1 |  |  | no |  | no | Removed from Ground | Not Marked/Tank Removed | 0 | Unknown | 1991-03-18 | Not Marked
9033013 | 1 | [5 empty] | Removed from Ground | Diesel | 0 | Not Marked/Unknown | 1988-08-21 | Not Marked
9033015 | 1 |  |  | no |  | no | Removed from Ground | Gas (Historical Use) | 10000 | Bare Steel | 1991-04-17 | Bare Steel | Safe Suction (Euro)
9033015 | 2 | Ball Float | 1998-08-01 | no | 1998-08-01 | no | Currently in Use | Diesel | 10000 | Fiberglass | 1998-08-01 | Fiberglass Reinforced Plastic | Safe Suction (Euro)
9033015 | 3 | Flapper Valve | 1998-08-01 | no | 1998-08-01 | no | Currently in Use | Diesel | 10000 | Fiberglass | 1998-08-01 | Fiberglass Reinforced Plastic | Safe Suction (Euro)
9033015 | 4 | Flapper Valve | 2000-10-01 | no | 2000-10-01 | no | Currently in Use | Diesel | 10000 | Fiberglass | 2000-10-01 | Fiberglass Reinforced Plastic | Safe Suction (Euro)
9033015 | 5 | Ball Float | 2000-10-01 | no | 2000-10-01 | no | Currently in Use | Diesel | 10000 | Fiberglass | 2000-10-01 | Fiberglass Reinforced Plastic | Safe Suction (Euro)
9033016 | 1 | [5 empty] | Removed from Ground | Diesel | 2000 | Bare Steel | 1991-06-28 | Galvanized Steel
9033017 | 1 |  |  | yes |  | yes | Removed from Ground | Used Oil | 500 | Concrete | 1991-07-01 | Not Marked
9033019 | 1 | [5 empty] | Removed from Ground | Diesel | 1000 | Bare Steel | 1973-01-01 | Galvanized Steel
9033019 | 2 | [5 empty] | Removed from Ground | Gas (Historical Use) | 1000 | Bare Steel | 1973-01-01 | Galvanized Steel
9033021 | 1 | [5 empty] | Closed in Ground | Gas (Historical Use) | 6000 | Marked Unknown | 1975-01-01 | Galvanized Steel
9033021 | 2 | [5 empty] | Closed in Ground | Gas (Historical Use) | 6000 | Marked Unknown | 1975-01-01 | Galvanized Steel
9033023 | 1 | [5 empty] | Removed from Ground | Other | 5000 | Marked Unknown | 1992-02-25 | Unknown
9033023 | 2 | [5 empty] | Removed from Ground | Other | 5000 | Marked Unknown | 1992-02-25 | Unknown
9033024 | 1 |  | 1993-07-26 |  | 1993-07-26 |  | Removed from Ground | Gas (Historical Use) | 12000 | Fiberglass | 1988-01-01 | Fiberglass Reinforced Plastic | Pressurized
9033024 | 2 |  | 1993-07-26 |  | 1993-07-26 |  | Removed from Ground | Gas (Historical Use) | 12000 | Fiberglass | 1988-01-01 | Fiberglass Reinforced Plastic | Pressurized
9033024 | 3 |  | 1993-07-26 |  | 1993-07-26 |  | Removed from Ground | Gas (Historical Use) | 12000 | Fiberglass | 1988-01-01 | Fiberglass Reinforced Plastic | Pressurized
9033025 | 1 |  |  | yes |  | yes | Removed from Ground | Other | 275 | Bare Steel | 1984-01-01 | Not Marked
9033025 | 2 | [5 empty] | Removed from Ground | Diesel | 6000 | Bare Steel | 1982-01-01 | Galvanized Steel | Suction (American)
9033025 | 3 | [5 empty] | Removed from Ground | Diesel | 5000 | Bare Steel | 1975-01-01 | Galvanized Steel | Suction (American)
9033025 | 4 | Flapper Valve | 1997-08-01 | no | 1997-08-01 | no | Currently in Use | Diesel | 12000 | Fiberglass | 1997-08-01 | Fiberglass Reinforced Plastic | Pressurized
9033027 | 1 |  |  | yes |  | yes | Removed from Ground | Used Oil | 600 | Composite | 1991-05-01 | Fiberglass Reinforced Plastic | Gravity Fed
9033028 | 1 | [5 empty] | Removed from Ground | Gas (Historical Use) | 6000 | Bare Steel | 1967-01-01 | Galvanized Steel | Safe Suction (Euro)
9033028 | 2 | [5 empty] | Removed from Ground | Gas (Historical Use) | 4000 | Bare Steel | 1967-01-01 | Galvanized Steel | Safe Suction (Euro)
9033028 | 3 | [5 empty] | Removed from Ground | Gas (Historical Use) | 4000 | Bare Steel | 1967-01-01 | Galvanized Steel | Safe Suction (Euro)
9033028 | 4 | [5 empty] | Removed from Ground | Gas (Historical Use) | 4000 | Bare Steel | 1972-01-01 | Galvanized Steel | Safe Suction (Euro)
9033029 | 1 | Flapper Valve | 1993-08-01 |  | 1993-08-01 |  | Removed from Ground | Gas (Historical Use) | 12000 | Fiberglass | 1988-09-02 | Double-Walled Fiberglass | Pressurized
9033029 | 2 | Flapper Valve | 1993-08-01 |  | 1993-08-01 |  | Removed from Ground | Gas (Historical Use) | 12000 | Fiberglass | 1988-09-02 | Double-Walled Fiberglass | Pressurized
9033029 | 3 | Flapper Valve | 1993-08-01 |  | 1993-08-01 |  | Removed from Ground | Gas (Historical Use) | 12000 | Fiberglass | 1988-09-02 | Double-Walled Fiberglass | Pressurized
9033029 | 4 | Flapper Valve | 1993-08-01 |  | 1993-08-01 |  | Removed from Ground | Gas (Historical Use) | 12000 | Fiberglass | 1992-05-18 | Double-Walled Fiberglass | Pressurized
9033030 | 1 | Ball Float | 1994-05-31 | no | 1994-05-31 | no | Currently in Use | Gas (Historical Use) | 10000 | Fiberglass | 1988-03-29 | Fiberglass Reinforced Plastic | Pressurized
9033030 | 2 | Ball Float | 1994-05-31 |  | 1994-05-31 |  | Currently in Use | Gas (Historical Use) | 10000 | Fiberglass | 1988-03-29 | Fiberglass Reinforced Plastic | Pressurized
9033030 | 3 | Ball Float | 1994-05-31 | no | 1994-05-31 | no | Currently in Use | Gas (Historical Use) | 10000 | Fiberglass | 1988-03-29 | Fiberglass Reinforced Plastic | Pressurized
9033030 | 4 | Ball Float | 1994-05-31 | no | 1994-05-31 | no | Currently in Use | Diesel | 4000 | Fiberglass | 1988-03-29 | Fiberglass Reinforced Plastic | Pressurized
9033030 | 5 | Ball Float | 1994-05-31 | no | 1994-05-31 | no | Currently in Use | Diesel | 2000 | Fiberglass | 1988-03-29 | Fiberglass Reinforced Plastic | Pressurized
9033031 | 1 |  | 1990-02-01 |  | 1990-02-01 |  | Removed from Ground | Gas (Historical Use) | 10000 | Unknown | 1990-03-06 | Fiberglass Reinforced Plastic | Pressurized
9033031 | 2 |  | 1990-02-01 |  | 1990-02-01 |  | Removed from Ground | Gas (Historical Use) | 12000 | Unknown | 1990-03-06 | Fiberglass Reinforced Plastic | Pressurized
9033031 | 3 |  | 1990-02-01 |  | 1990-02-01 |  | Removed from Ground | Gas (Historical Use) | 12000 | Unknown | 1990-03-06 | Fiberglass Reinforced Plastic | Pressurized
9033032 | 1 |  | 1990-05-01 |  | 1990-05-01 |  | Removed from Ground | Gas (Historical Use) | 12000 | Unknown | 1990-05-24 | Fiberglass Reinforced Plastic | Pressurized
9033032 | 2 |  | 1990-05-01 |  | 1990-05-01 |  | Removed from Ground | Gas (Historical Use) | 12000 | Unknown | 1990-05-24 | Fiberglass Reinforced Plastic | Pressurized
9033032 | 3 |  | 1990-05-01 |  | 1990-05-01 |  | Removed from Ground | Gas (Historical Use) | 12000 | Unknown | 1990-05-24 | Fiberglass Reinforced Plastic | Pressurized
9033033 | 1 |  | 1990-12-01 | no | 1990-12-01 | no | Currently in Use | Gas (Historical Use) | 12000 |  | 1990-11-28 | Double Walled | Pressurized
9033033 | 2 |  | 1990-12-01 | no | 1990-12-01 | no | Currently in Use | Gas (Historical Use) | 12000 |  | 1990-11-28 | Double Walled | Pressurized
9033033 | 3 |  | 1990-12-01 | no | 1990-12-01 | no | Currently in Use | Gas (Historical Use) | 12000 |  | 1990-11-28 | Double Walled | Pressurized
9033034 | 1 |  | 1988-06-01 |  | 1988-06-01 |  | Closed in Ground | Empty | 12000 | Fiberglass | 1989-02-21 | Fiberglass Reinforced Plastic | Pressurized
9033034 | 2 |  | 1988-06-01 |  | 1988-06-01 |  | Closed in Ground | Empty | 10000 | Fiberglass | 1989-02-21 | Fiberglass Reinforced Plastic | Pressurized
9033034 | 3 |  | 1988-06-01 |  | 1988-06-01 |  | Closed in Ground | Empty | 10000 | Fiberglass | 1989-02-21 | Fiberglass Reinforced Plastic | Pressurized
9033035 | 1 | Ball Float | 1990-09-01 | no | 1990-09-01 | no | Currently in Use | Regular | 12000 | Fiberglass Double Walled | 1990-09-28 | Double-Walled Fiberglass | Pressurized
9033035 | 2 | Ball Float | 1990-09-01 | no | 1990-09-01 | no | Currently in Use | Regular | 12000 | Fiberglass Double Walled | 1990-09-28 | Double-Walled Fiberglass | Pressurized
9033035 | 3 | Ball Float | 1990-09-01 | no | 1990-09-01 | no | Currently in Use | Premium | 12000 | Fiberglass Double Walled | 1990-09-28 | Double-Walled Fiberglass | Pressurized
9033036 | 1 | Ball Float | 1993-12-16 |  | 1993-12-16 |  | Currently in Use | Gas (Historical Use) | 10000 | Fiberglass | 1988-12-27 | Double-Walled Fiberglass | Pressurized
9033036 | 2 | Ball Float | 1993-12-16 |  | 1993-12-16 |  | Currently in Use | Gas (Historical Use) | 10000 | Fiberglass | 1988-12-27 | Double-Walled Fiberglass | Pressurized
9033036 | 3 | Ball Float | 1993-12-16 |  | 1993-12-16 |  | Currently in Use | Gas (Historical Use) | 10000 | Fiberglass | 1988-12-27 | Double-Walled Fiberglass | Pressurized
9033036 | 4 | Ball Float | 1993-12-16 |  | 1993-12-16 |  | Currently in Use | Gas (Historical Use) | 10000 | Fiberglass | 1988-12-27 | Double-Walled Fiberglass | Pressurized
9033037 | 1 | Ball Float | 1998-09-01 |  | 1998-09-01 |  | Currently in Use | Gas (Historical Use) | 8000 | Steel-Impressed Current | 1981-01-01 | Double-Walled Fiberglass | Pressurized
9033037 | 2 | Ball Float | 1998-09-01 |  | 1998-09-01 |  | Currently in Use | Gas (Historical Use) | 8000 | Steel-Impressed Current | 1981-01-01 | Double-Walled Fiberglass | Pressurized
9033037 | 3 | Ball Float | 1998-09-01 |  | 1998-09-01 |  | Currently in Use | Gas (Historical Use) | 8000 | Steel-Impressed Current | 1981-01-01 | Double-Walled Fiberglass | Pressurized
9033038 | 1 | [5 empty] | Removed from Ground | Kerosene | 550 | Bare Steel | 1952-01-01 | Galvanized Steel
9033038 | 2 | [5 empty] | Removed from Ground | Gas (Historical Use) | 550 | Bare Steel | 1952-01-01 | Galvanized Steel
9033038 | 3 | [5 empty] | Removed from Ground | Gas (Historical Use) | 2000 | Bare Steel | 1952-01-01 | Galvanized Steel
9033039 | 1 | Ball Float | 1989-10-05 |  | 1989-10-05 |  | Removed from Ground | Gas (Historical Use) | 10000 | Fiberglass | 1989-10-05 | Double-Walled Fiberglass | Pressurized
9033039 | 2 | Ball Float | 1989-10-05 |  | 1989-10-05 |  | Removed from Ground | Gas (Historical Use) | 10000 | Fiberglass | 1989-10-05 | Double-Walled Fiberglass | Pressurized
9033039 | 3 | Ball Float | 1989-10-05 |  | 1989-10-05 |  | Removed from Ground | Gas (Historical Use) | 10000 | Fiberglass | 1989-10-05 | Double-Walled Fiberglass | Pressurized
9033039 | A |  |  | no |  | no | Removed from Ground | Gas (Historical Use) | 10000 | Bare Steel | 1976-04-25 | Galvanized Steel
9033039 | B |  |  | no |  | no | Removed from Ground | Gas (Historical Use) | 10000 | Bare Steel | 1976-04-25 | Galvanized Steel
9033039 | C |  |  | no |  | no | Removed from Ground | Gas (Historical Use) | 10000 | Bare Steel | 1976-04-25 | Galvanized Steel
9033039 | D |  |  | no |  | no | Removed from Ground | Used Oil | 550 | Bare Steel | 1976-04-25 | Unknown
9033040 | 1 | [5 empty] | Removed from Ground | Diesel | 200 | Bare Steel | 1979-01-01 | Galvanized Steel
9033040 | 2 | [5 empty] | Removed from Ground | Diesel | 500 | Bare Steel | 1982-01-01 | Galvanized Steel
9033041 | 1 | [5 empty] | Closed in Ground | Diesel | 550 | Bare Steel | 1972-01-01 | Bare Steel
9033041 | 2 | [5 empty] | Removed from Ground | Diesel | 550 | Bare Steel | 1972-01-01 | Bare Steel
9033042 | 1 | [5 empty] | Removed from Ground | Gas (Historical Use) | 3000 | Bare Steel | 1976-01-01 | Galvanized Steel | Pressurized
9033042 | 2 | [5 empty] | Removed from Ground | Gas (Historical Use) | 4000 | Bare Steel | 1976-01-01 | Galvanized Steel
9033042 | 3 | [5 empty] | Removed from Ground | Gas (Historical Use) | 4000 | Bare Steel | 1976-01-01 | Galvanized Steel | Pressurized
9033043 | 1 | [5 empty] | Removed from Ground | Diesel | 4000 | Marked Unknown | 1991-12-01 | Galvanized Steel | Gravity Fed
9033043 | 2 | [5 empty] | Removed from Ground | Gas (Historical Use) | 1000 | Marked Unknown | 1991-12-01 | Galvanized Steel | Gravity Fed
9033043 | 3 | [5 empty] | Removed from Ground | Gas (Historical Use) | 2000 | Marked Unknown | 1991-12-01 | Galvanized Steel | Gravity Fed
9033043 | 4 | [5 empty] | Removed from Ground | Gas (Historical Use) | 3000 | Marked Unknown | 1991-12-01 | Galvanized Steel | Gravity Fed
9033044 | 1 | Ball Float | 1989-11-01 | no | 1989-11-01 | no | Removed from Ground | Regular | 10000 | Fiberglass | 1989-11-01 | Double-Walled Fiberglass | Pressurized
9033044 | 2 | Ball Float | 1989-11-01 | no | 1989-01-11 | no | Removed from Ground | Regular | 10000 | Fiberglass | 1989-11-01 | Double-Walled Fiberglass | Pressurized
9033044 | 3 | Ball Float | 1989-11-01 | no | 1989-11-01 | no | Removed from Ground | Plus | 10000 | Fiberglass | 1989-11-01 | Double-Walled Fiberglass | Pressurized
9033044 | 4 | Ball Float | 1989-11-01 | no | 1989-11-01 | no | Removed from Ground | Premium | 10000 | Fiberglass | 1989-11-10 | Double-Walled Fiberglass | Pressurized
9033045 | 1 | Ball Float | 1990-05-01 |  | 1990-05-01 |  | Temporarily out of use | Gas (Historical Use) | 10000 | Epoxy | 1990-05-24 | Fiberglass Reinforced Plastic | Pressurized
9033045 | 2 | Ball Float | 1990-05-01 |  | 1990-05-01 |  | Currently in Use | Gas (Historical Use) | 10000 | Epoxy | 1990-05-24 | Fiberglass Reinforced Plastic | Pressurized
9033045 | 3 | Ball Float | 1990-05-01 |  | 1990-05-01 |  | Currently in Use | Gas (Historical Use) | 10000 | Epoxy | 1990-05-24 | Fiberglass Reinforced Plastic | Pressurized
9033046 | 1 | Ball Float | 1989-01-01 |  | 1989-01-01 |  | Removed from Ground | Gas (Historical Use) | 12000 | Fiberglass | 1988-09-01 | Copper | Pressurized
9033046 | 2 | Ball Float | 1989-01-01 |  | 1989-01-01 |  | Removed from Ground | Gas (Historical Use) | 12000 | Fiberglass | 1988-09-01 | Copper | Pressurized
9033046 | 3 | Ball Float | 1989-01-01 |  | 1989-01-01 |  | Removed from Ground | Gas (Historical Use) | 12000 | Fiberglass | 1988-09-01 | Copper | Pressurized
9033047 | 1 | Ball Float | 1990-11-01 |  | 1990-11-01 |  | Removed from Ground | Gas (Historical Use) | 12000 | Fiberglass Double Walled | 1990-11-29 | Double-Walled Flex | Pressurized
9033047 | 2 | Ball Float | 1990-11-01 |  | 1990-11-01 |  | Removed from Ground | Gas (Historical Use) | 12000 | Fiberglass Double Walled | 1990-11-29 | Double-Walled Flex | Pressurized
9033047 | 3 | Ball Float | 1990-11-01 |  | 1990-11-01 |  | Removed from Ground | Gas (Historical Use) | 12000 | Fiberglass Double Walled | 1990-11-29 | Double-Walled Flex | Pressurized
9033047 | 4 |  | 2015-09-20 | no | 2015-10-28 | no | Currently in Use | Gas (Historical Use) | 20000 | Fiberglass Double Walled | 2015-07-01 | Double-Walled Fiberglass | Pressurized
9033047 | 5 |  | 2015-09-20 | no | 2015-10-28 | no | Currently in Use | Gas (Historical Use) | 20000 | Fiberglass Double Walled | 2015-09-20 | Double-Walled Fiberglass | Pressurized
9033047 | 6A |  | 2015-09-20 | no | 2015-10-28 | no | Currently in Use | Gas (Historical Use) | 9500 | Fiberglass Double Walled | 2015-07-01 | Double-Walled Fiberglass | Pressurized
9033047 | 6B |  | 2015-09-20 | no | 2015-10-28 | no | Temporarily out of use | Other | 10000 | Fiberglass Double Walled | 2015-07-01 | Double-Walled Fiberglass | Pressurized
9033047 | 7 |  | 2015-09-20 | no | 2015-10-28 | no | Currently in Use | Diesel | 12000 | Fiberglass Double Walled | 2015-09-20 | Double-Walled Fiberglass | Pressurized
9033049 | 1 | [5 empty] | Removed from Ground | Gas (Historical Use) | 3000 | Bare Steel | 1977-01-01 | Bare Steel
9033049 | 2 | [5 empty] | Removed from Ground | Diesel | 560 | Bare Steel | 1968-01-01 | Bare Steel
9033049 | 3 |  |  | yes |  | yes | Closed in Ground | Used Oil | 560 | Bare Steel | 1968-01-01 | Galvanized Steel
9033049 | 4 |  |  | yes |  | yes | Closed in Ground | Used Oil | 560 | Bare Steel | 1968-01-01 | Galvanized Steel
9033050 | 1 | [5 empty] | Removed from Ground | Diesel | 8000 | Bare Steel | 1975-01-01 | Galvanized Steel
9033050 | 2 | [5 empty] | Removed from Ground | Gas (Historical Use) | 1000 | Bare Steel | 1975-01-01 | Galvanized Steel
9033051 | 1 | Ball Float | 1994-06-29 |  | 1994-06-29 |  | Currently in Use | Gas (Historical Use) | 9816 | Fiberglass | 1988-12-01 | Double-Walled Fiberglass | Pressurized
9033051 | 2 | Ball Float | 1994-06-29 |  | 1994-06-29 |  | Currently in Use | Gas (Historical Use) | 9816 | Fiberglass | 1988-09-01 | Double-Walled Fiberglass | Pressurized
9033051 | 3 | Ball Float | 1994-06-29 |  | 1994-06-29 |  | Currently in Use | Gas (Historical Use) | 9816 | Fiberglass | 1988-09-01 | Double-Walled Fiberglass | Pressurized
9033052 | 1 | [5 empty] | Removed from Ground | Gas (Historical Use) | 10000 | Fiberglass | 1989-12-04 | Fiberglass Reinforced Plastic
9033052 | 2 | [5 empty] | Removed from Ground | Gas (Historical Use) | 10000 | Fiberglass | 1989-12-04 | Fiberglass Reinforced Plastic
9033052 | 3 | [5 empty] | Removed from Ground | Gas (Historical Use) | 10000 | Fiberglass | 1989-12-04 | Fiberglass Reinforced Plastic
9033054 | 1 |  |  | yes |  | yes | Removed from Ground | Used Oil | 320 | Bare Steel | 1983-01-01 | Bare Steel | Gravity Fed
9033055 | 1 | [5 empty] | Removed from Ground | Empty | 10000 | Fiberglass | 1988-08-01 | Fiberglass Reinforced Plastic
9033055 | 2 | [5 empty] | Removed from Ground | Empty | 10000 | Fiberglass | 1988-08-01 | Fiberglass Reinforced Plastic
9033056 | 1 | [5 empty] | Removed from Ground | Other | 0 | Marked Unknown | 1991-12-01 | Unknown
9033057 | 1 | [5 empty] | Removed from Ground | Diesel | 3000 | Cathodically Protected Steel | 1988-01-01 | Fiberglass Reinforced Plastic | Suction (American)
9033057 | 2 | [5 empty] | Removed from Ground | Diesel | 3000 | Cathodically Protected Steel | 1988-01-01 | Fiberglass Reinforced Plastic | Suction (American)
9033058 | 1 |  |  | yes |  | yes | Removed from Ground | Used Oil | 500 | Bare Steel |  | Galvanized Steel
9033058 | 2 |  |  | yes |  | yes | Removed from Ground | Used Oil | 600 | Bare Steel | 1981-01-01 | Galvanized Steel
9033059 | 1 | Ball Float | 1988-10-01 |  | 1988-10-01 |  | Currently in Use | Gas (Historical Use) | 8000 | Galvanic (STIP-3) | 1988-10-01 | Fiberglass Reinforced Plastic | Pressurized
9033059 | 2 | Ball Float | 1988-10-01 |  | 1988-10-01 |  | Currently in Use | Gas (Historical Use) | 8000 | Galvanic (STIP-3) | 1988-10-01 | Fiberglass Reinforced Plastic | Pressurized
9033059 | 3 | Ball Float | 1988-10-01 |  | 1988-10-01 |  | Currently in Use | Diesel | 8000 | Galvanic (STIP-3) | 1988-10-01 | Fiberglass Reinforced Plastic | Pressurized
9033060 | 1 |  |  | yes |  | yes | Removed from Ground | Used Oil | 550 | Double Walled | 1988-10-08 | Bare Steel
9033060 | 2 |  |  | yes |  | yes | Removed from Ground | Used Oil | 550 | Double Walled | 1988-10-08 | Bare Steel
9033061 | 1 | [5 empty] | Removed from Ground | Gas (Historical Use) | 1000 | Bare Steel | 1958-01-01 | Galvanized Steel
9033062 | 1 | [5 empty] | Removed from Ground | Diesel | 8000 | Bare Steel | 1981-10-22 | Bare Steel | Safe Suction (Euro)
9033062 | 2 | [5 empty] | Removed from Ground | Gas (Historical Use) | 2000 | Bare Steel | 1981-10-22 | Bare Steel | Safe Suction (Euro)
9033063 | 1 | Ball Float | 1988-07-01 |  | 1988-07-01 |  | Currently in Use | Gas (Historical Use) | 10000 | Galvanic (STIP-3) | 1988-07-01 | Fiberglass Reinforced Plastic | Pressurized
9033063 | 2 | Ball Float | 1988-07-01 |  | 1988-07-01 |  | Currently in Use | Gas (Historical Use) | 8000 | Galvanic (STIP-3) | 1988-07-01 | Fiberglass Reinforced Plastic | Pressurized
9033063 | 3 | Ball Float | 1988-07-01 |  | 1988-07-01 |  | Currently in Use | Gas (Historical Use) | 8000 | Galvanic (STIP-3) | 1988-07-01 | Fiberglass Reinforced Plastic | Pressurized
9033063 | 4 | Ball Float | 1988-07-01 |  | 1988-07-01 |  | Temporarily out of use | Kerosene | 2000 | Galvanic (STIP-3) | 1988-07-01 | Fiberglass Reinforced Plastic | Suction (American)
9033064 | 1 | [5 empty] | Closed in Ground | Gas (Historical Use) | 1000 | Bare Steel | 1975-01-01 | Unknown
9033065 | 1 |  | 1989-01-24 |  | 1989-01-24 |  | Removed from Ground | Gas (Historical Use) | 10000 | Galvanic (STIP-3) | 1989-01-24 | Galvanized Steel | Pressurized
9033065 | 2 |  | 1989-01-24 |  | 1989-01-24 |  | Removed from Ground | Gas (Historical Use) | 10000 | Galvanic (STIP-3) | 1989-01-24 | Galvanized Steel | Pressurized
9033065 | 3 |  | 1989-01-24 |  | 1989-01-24 |  | Removed from Ground | Gas (Historical Use) | 10000 | Galvanic (STIP-3) | 1989-01-24 | Galvanized Steel | Pressurized
9033065 | 4 |  | 1989-01-24 |  | 1989-01-24 |  | Removed from Ground | Gas (Historical Use) | 10000 | Galvanic (STIP-3) | 1989-01-24 | Galvanized Steel | Pressurized
9033066 | 1 |  | 1990-01-01 |  | 1990-01-01 |  | Removed from Ground | Gas (Historical Use) | 10000 | Fiberglass | 1990-02-28 | Fiberglass Reinforced Plastic | Pressurized
9033066 | 2 |  | 1990-01-01 |  | 1990-01-01 |  | Removed from Ground | Gas (Historical Use) | 10000 | Fiberglass | 1990-02-28 | Fiberglass Reinforced Plastic | Pressurized
9033066 | 3 |  | 1990-01-01 |  | 1990-01-01 |  | Removed from Ground | Gas (Historical Use) | 10000 | Fiberglass | 1990-02-28 | Fiberglass Reinforced Plastic | Pressurized
9033067 | 1 |  | 1990-06-01 |  | 1990-06-01 |  | Currently in Use | Gas (Historical Use) | 10000 | Composite | 1990-06-14 | Fiberglass Reinforced Plastic | Pressurized
9033067 | 2 |  | 1990-06-01 |  | 1990-06-01 |  | Currently in Use | Gas (Historical Use) | 10000 | Composite | 1990-06-14 | Fiberglass Reinforced Plastic | Pressurized
9033067 | 3 |  | 1990-06-01 |  | 1990-06-01 |  | Currently in Use | Gas (Historical Use) | 10000 | Composite | 1990-06-14 | Fiberglass Reinforced Plastic | Pressurized
9033070 | 1 | [5 empty] | Removed from Ground | Diesel | 10000 | Cathodically Protected Steel | 1990-09-05 | Galvanized Steel | Pressurized
9033071 | 1 | [5 empty] | Removed from Ground | Diesel | 1000 | Bare Steel | 1984-01-01 | Unknown
9033071 | 2 |  | 1994-02-21 |  | 1994-02-22 |  | Removed from Ground | Diesel | 1000 | Concrete | 1994-02-19 | Secondary Containment | Suction (American)
9033073 | 1 | Overfill Alarm | 1989-11-28 |  | 1989-11-28 |  | Currently in Use | Diesel | 12000 | Composite Double Walled | 1989-11-28 | Fiberglass Reinforced Plastic | Gravity Fed
9033074 | 1 | Ball Float | 1994-09-12 | no | 1994-09-12 | no | Currently in Use | Regular | 8775 | Composite | 1988-10-01 | Fiberglass Reinforced Plastic
9033074 | 2 | Ball Float | 1994-09-12 | no | 1994-09-12 | no | Currently in Use | Plus | 8775 | Composite | 1988-10-01 | Fiberglass Reinforced Plastic
9033074 | 3 | Ball Float | 1994-09-12 | no | 1994-09-12 | no | Currently in Use | Premium | 8775 | Composite | 1988-10-01 | Fiberglass Reinforced Plastic
9033074 | 4 | Ball Float | 2007-02-28 | no | 2007-02-28 | no | Currently in Use | Diesel | 5000 | Composite | 2007-02-28 | Fiberglass Reinforced Plastic | Pressurized
9033075 | 1 | [5 empty] | Removed from Ground | Diesel | 500 | Fiberglass | 1985-01-01 | Not Marked
9033075 | 2 | [5 empty] | Removed from Ground | Diesel | 600 | Tank Jacket | 1994-02-25 | Secondary Containment | Suction (American)
9033076 | 1 | [5 empty] | Removed from Ground | Gas (Historical Use) | 4000 | Bare Steel | 1966-01-01 | Galvanized Steel | Pressurized
9033076 | 2 | [5 empty] | Removed from Ground | Gas (Historical Use) | 4000 | Bare Steel | 1966-01-01 | Galvanized Steel | Pressurized
9033076 | 3 | [5 empty] | Removed from Ground | Gas (Historical Use) | 4000 | Bare Steel | 1966-01-01 | Galvanized Steel | Pressurized
9033076 | 4 | [5 empty] | Removed from Ground | Diesel | 4000 | Bare Steel | 1966-01-01 | Galvanized Steel | Pressurized
9033076 | 5 |  |  | yes |  | yes | Removed from Ground | Used Oil | 550 | Bare Steel | 1966-01-01 | Galvanized Steel | Pressurized
9033076 | 6 | [5 empty] | Removed from Ground | Other | 550 | Not Marked/Unknown | 1992-12-10 | Not Marked
9033077 | 1 | [5 empty] | Removed from Ground | Diesel | 500 | Fiberglass | 1983-01-01 | Bare Steel
9033078 | 1 |  | 1997-12-01 |  | 1997-12-01 |  | Removed from Ground | Diesel | 1000 | Galvanic (STIP-3) | 1981-12-01 | Cathodically Protected | Suction (American)
9033079 | 1 | Flapper Valve | 1998-03-04 |  | 1998-03-04 |  | Currently in Use | Diesel | 1000 | Fiberglass | 1983-12-01 | Steel (Impressed Current) | Safe Suction (Euro)
9033080 | 1 |  | 1998-10-12 |  | 1998-10-12 |  | Closed in Ground | Diesel | 1000 | Galvanic (STIP-3) | 1986-12-01 | Cathodically Protected | Suction (American)
9033081 | 1 |  |  | yes |  | yes | Removed from Ground | Used Oil | 500 | Bare Steel | 1980-01-01 | Galvanized Steel
9033082 | 1 |  | 1995-09-01 |  | 1990-01-01 |  | Removed from Ground | Gas (Historical Use) | 8000 | Cathodically Protected Steel | 1972-05-02 | Galvanized Steel | Pressurized
9033082 | 10 | [5 empty] | Removed from Ground | Gas (Historical Use) | 10000 | Fiberglass | 1988-09-01 | Fiberglass Reinforced Plastic
9033082 | 11 | [5 empty] | Removed from Ground | Diesel | 8000 | Fiberglass | 1988-09-01 | Fiberglass Reinforced Plastic
9033082 | 2 |  | 1995-09-01 |  | 1990-01-01 |  | Removed from Ground | Gas (Historical Use) | 8000 | Cathodically Protected Steel | 1972-05-02 | Galvanized Steel | Pressurized
9033082 | 3 |  | 1995-09-01 |  | 1990-01-01 |  | Removed from Ground | Gas (Historical Use) | 8000 | Cathodically Protected Steel | 1972-05-02 | Galvanized Steel | Pressurized
9033082 | 4 |  | 1995-09-01 |  | 1990-01-01 |  | Removed from Ground | Diesel | 10000 | Fiberglass | 1972-05-02 | Fiberglass Reinforced Plastic | Pressurized
9033082 | 5 | [5 empty] | Removed from Ground | Kerosene | 1000 | Bare Steel | 1972-05-02 | Galvanized Steel
9033082 | 6 |  |  | yes |  | yes | Removed from Ground | Used Oil | 550 | Bare Steel | 1972-05-02 | Galvanized Steel
9033082 | 7 | [5 empty] | Removed from Ground | Gas (Historical Use) | 12000 | Fiberglass | 1988-09-01 | Fiberglass Reinforced Plastic
9033082 | 8 | [5 empty] | Removed from Ground | Gas (Historical Use) | 10000 | Fiberglass | 1988-09-01 | Fiberglass Reinforced Plastic
9033082 | 9 | [5 empty] | Removed from Ground | Gas (Historical Use) | 10000 | Fiberglass | 1988-09-01 | Fiberglass Reinforced Plastic
9033083 | 1 | [5 empty] | Removed from Ground | Gas (Historical Use) | 500 | Marked Unknown | 1989-07-19 | Unknown
9033084 | 1 |  | 1995-09-30 |  | 1995-09-30 |  | Removed from Ground | Gas (Historical Use) | 8775 | Fiberglass | 1988-03-01 | Fiberglass Reinforced Plastic | Pressurized
9033084 | 2 |  | 1995-09-30 |  | 1995-09-30 |  | Removed from Ground | Gas (Historical Use) | 8775 | Fiberglass | 1988-03-01 | Fiberglass Reinforced Plastic | Pressurized
9033084 | 3 |  | 1995-09-30 |  | 1995-09-30 |  | Removed from Ground | Gas (Historical Use) | 8775 | Fiberglass | 1988-03-01 | Fiberglass Reinforced Plastic | Pressurized
9033085 | 1 | [5 empty] | Closed in Ground | Diesel | 2005 | Bare Steel | 1981-01-01 | Bare Steel | Suction (American)
9033086 | 1 |  | 1988-01-01 |  | 1988-01-01 |  | Removed from Ground | Diesel | 12000 | Bare Steel | 1988-01-01 | Fiberglass Reinforced Plastic | Pressurized
9033086 | 2 |  | 1988-01-01 |  | 1988-01-01 |  | Removed from Ground | Diesel | 12000 | Bare Steel | 1988-01-01 | Fiberglass Reinforced Plastic | Pressurized
9033086 | 3 |  | 1988-01-01 |  | 1988-01-01 |  | Removed from Ground | Gas (Historical Use) | 10000 | Bare Steel | 1988-01-01 | Fiberglass Reinforced Plastic | Pressurized
9033087 | 10708-1 | [5 empty] | Removed from Ground | Diesel | 1000 | Bare Steel | 1987-01-01 | Bare Steel
9033087 | 708D1 | [5 empty] | Removed from Ground | Diesel | 2000 | Cathodically Protected Steel | 1986-10-01 | Galvanized Steel
9033087 | 708G1 | [5 empty] | Removed from Ground | Gas (Historical Use) | 1000 | Cathodically Protected Steel | 1984-01-01 | Bare Steel
9033088 | 10717-1 | [5 empty] | Removed from Ground | Gas (Historical Use) | 4000 | Bare Steel | 1988-06-01 | Galvanized Steel
9033088 | 10717-2 | [5 empty] | Removed from Ground | Gas (Historical Use) | 4000 | Bare Steel | 1988-06-01 | Galvanized Steel
9033088 | 10717-3 | [5 empty] | Removed from Ground | Diesel | 1000 | Bare Steel | 1988-06-01 | Galvanized Steel
9033088 | 717D1 | [5 empty] | Removed from Ground | Diesel | 1000 | Cathodically Protected Steel | 1988-06-01 | Galvanized Steel | Safe Suction (Euro)
9033088 | 717G1 | [5 empty] | Removed from Ground | Gas (Historical Use) | 2000 | Cathodically Protected Steel | 1988-06-01 | Galvanized Steel | Safe Suction (Euro)
9033089 | 1 | [5 empty] | Removed from Ground | Gas (Historical Use) | 8000 | Steel-Impressed Current | 1973-01-01 | Cathodically Protected | Safe Suction (Euro)
9033089 | 2 | [5 empty] | Removed from Ground | Diesel | 8000 | Steel-Impressed Current | 1973-01-01 | Cathodically Protected | Safe Suction (Euro)
9033089 | 3 |  |  | no |  | no | Removed from Ground | Used Oil | 500 | Unknown | 2004-01-14 | Unknown
9033090 | 1 | [5 empty] | Removed from Ground | Diesel | 8000 | Cathodically Protected Steel | 1989-08-01 | Fiberglass Reinforced Plastic
9033091 | 1 | Ball Float | 1996-12-01 |  | 1996-12-01 |  | Currently in Use | Gas (Historical Use) | 10000 | Galvanic (STIP-3) | 1988-08-01 | Fiberglass Reinforced Plastic | Pressurized
9033091 | 2 | Ball Float | 1996-12-01 |  | 1996-12-01 |  | Currently in Use | Gas (Historical Use) | 8000 | Galvanic (STIP-3) | 1988-08-01 | Fiberglass Reinforced Plastic | Pressurized
9033091 | 3 | Ball Float | 1996-12-01 |  | 1996-12-01 |  | Currently in Use | Gas (Historical Use) | 8000 | Galvanic (STIP-3) | 1988-08-01 | Fiberglass Reinforced Plastic | Pressurized
9033092 | 1 |  | 1991-10-08 |  | 1991-10-08 |  | Removed from Ground | Gas (Historical Use) | 12000 | Galvanic (STIP-3) | 1991-10-08 | Fiberglass Reinforced Plastic | Pressurized
9033092 | 2 |  | 1991-10-08 |  | 1991-10-08 |  | Removed from Ground | Gas (Historical Use) | 12000 | Galvanic (STIP-3) | 1991-10-08 | Fiberglass Reinforced Plastic | Pressurized
9033092 | 3 |  | 1991-10-08 |  | 1991-10-08 |  | Removed from Ground | Gas (Historical Use) | 12000 | Galvanic (STIP-3) | 1991-10-08 | Fiberglass Reinforced Plastic | Pressurized
9033092 | 4 | Flapper Valve | 2001-01-05 |  | 2001-01-05 |  | Currently in Use | Gas (Historical Use) | 10000 | Fiberglass Double Walled | 2000-12-21 | Double-Walled Flex | Pressurized
9033092 | 5 | Ball Float | 2001-01-05 |  | 2001-01-05 |  | Currently in Use | Gas (Historical Use) | 10000 | Fiberglass Double Walled | 2000-12-21 | Double-Walled Flex | Pressurized
9033092 | 6 | Ball Float | 2001-01-05 |  | 2001-01-05 |  | Currently in Use | Gas (Historical Use) | 10000 | Fiberglass Double Walled | 2000-12-21 | Double-Walled Flex | Pressurized
9033092 | 7 | Ball Float | 2001-01-05 |  | 2001-01-05 |  | Currently in Use | Gas (Historical Use) | 10000 | Fiberglass Double Walled | 2000-12-21 | Double-Walled Flex | Pressurized
9033093 | 1 | [5 empty] | Removed from Ground | Kerosene | 1000 | Bare Steel | 1981-01-01 | Copper
9033094 | 1 |  | 1991-12-01 | no | 1991-12-01 | no | Currently in Use | Gas (Historical Use) | 12000 | Fiberglass | 1991-10-24 | Double Walled | Pressurized
9033094 | 2 |  | 1991-12-01 | no | 1991-12-01 | no | Currently in Use | Gas (Historical Use) | 12000 | Fiberglass | 1991-10-24 | Double Walled | Pressurized
9033094 | 3 |  | 1991-12-01 | no | 1991-12-01 | no | Currently in Use | Gas (Historical Use) | 12000 | Fiberglass | 1991-10-24 | Double Walled | Pressurized
9033095 | 1 | Overfill Alarm | 1995-11-01 |  | 1988-01-01 |  | Currently in Use | Gas (Historical Use) | 12000 | Fiberglass | 1988-12-01 | Double-Walled Fiberglass | Pressurized
9033095 | 2 | Overfill Alarm | 1995-01-01 |  | 1988-01-01 |  | Currently in Use | Gas (Historical Use) | 10000 | Fiberglass | 1988-12-01 | Double-Walled Fiberglass | Pressurized
9033095 | 3 | Overfill Alarm | 1995-01-01 |  | 1988-01-01 |  | Currently in Use | Gas (Historical Use) | 10000 | Fiberglass | 1988-12-01 | Double-Walled Fiberglass | Pressurized
9033095 | 4 | Overfill Alarm | 1995-01-01 |  | 1988-01-01 |  | Currently in Use | Gas (Historical Use) | 10000 | Fiberglass | 1988-12-01 | Double-Walled Fiberglass | Pressurized
9033096 | 1 | Overfill Alarm | 1998-02-04 |  | 1998-02-04 |  | Removed from Ground | Diesel | 5000 | Galvanic (STIP-3) | 1986-08-01 | Double-Walled Fiberglass | Pressurized
9033096 | 2 | Flapper Valve | 1998-02-04 |  | 1998-02-04 |  | Removed from Ground | Diesel | 5000 | Galvanic (STIP-3) | 1986-08-01 | Double-Walled Fiberglass | Pressurized
9033097 | 1 |  | 1997-12-30 |  | 1997-12-30 |  | Removed from Ground | Diesel | 275 | Galvanic (STIP-3) | 1986-01-01 | Double Walled
9033098 | 1 | [5 empty] | Removed from Ground | Gas (Historical Use) | 8000 | Cathodically Protected Steel | 1975-01-01 | Galvanized Steel
9033098 | 2 | [5 empty] | Removed from Ground | Gas (Historical Use) | 8000 | Cathodically Protected Steel | 1975-01-01 | Galvanized Steel
9033098 | 3 | [5 empty] | Removed from Ground | Gas (Historical Use) | 8000 | Cathodically Protected Steel | 1975-01-01 | Galvanized Steel
9033099 | 1 | Overfill Alarm | 1994-03-01 | no | 1994-03-01 | no | Currently in Use | Gas (Historical Use) | 12000 | Fiberglass | 1989-05-26 | Copper | Pressurized
9033099 | 2 | Overfill Alarm | 1994-03-01 | no | 1994-03-01 | no | Currently in Use | Gas (Historical Use) | 12000 | Fiberglass | 1989-05-26 | Copper | Pressurized
9033099 | 3 |  | 1994-03-01 | no | 1994-03-01 | no | Currently in Use | Gas (Historical Use) | 12000 | Fiberglass | 1989-05-26 | Copper | Pressurized
9033099 | 4 |  | 1994-03-01 | no | 1994-03-01 | no | Currently in Use | Gas (Historical Use) | 12000 | Fiberglass | 1989-05-26 | Copper | Pressurized
9033100 | 1 | [5 empty] | Removed from Ground | Diesel | 550 | Bare Steel | 1976-01-01 | Bare Steel
9033101 | 1 |  | 1989-05-01 |  | 1992-01-01 |  | Removed from Ground | Diesel | 4000 | Galvanic (STIP-3) | 1989-05-01 | Fiberglass Reinforced Plastic | Pressurized
9033101 | 2 |  | 1989-05-01 |  | 1992-01-01 |  | Removed from Ground | Gas (Historical Use) | 10000 | Galvanic (STIP-3) | 1989-05-01 | Fiberglass Reinforced Plastic | Pressurized
9033101 | 3 |  | 1989-05-01 |  | 1992-01-01 |  | Removed from Ground | Gas (Historical Use) | 10000 | Galvanic (STIP-3) | 1989-05-01 | Fiberglass Reinforced Plastic | Pressurized
9033101 | 4 |  | 1989-05-01 |  | 1992-01-01 |  | Removed from Ground | Gas (Historical Use) | 10000 | Galvanic (STIP-3) | 1989-05-01 | Fiberglass Reinforced Plastic | Pressurized
9033101 | 5 |  | 1989-05-01 |  | 1992-01-01 |  | Removed from Ground | Gas (Historical Use) | 10000 | Galvanic (STIP-3) | 1989-05-01 | Fiberglass Reinforced Plastic | Pressurized
9033103 | 3 |  |  | no |  | no | Removed from Ground | Used Oil | 500 | Unknown | 2003-11-05 | Unknown
9033103 | 723G1 | [5 empty] | Removed from Ground | Gas (Historical Use) | 4000 | Bare Steel | 1993-03-10 | Unknown | Pressurized
9033103 | 723G2 | [5 empty] | Removed from Ground | Gas (Historical Use) | 3000 | Bare Steel | 1993-05-01 | Fiberglass Reinforced Plastic | Pressurized
9033104 | 1 |  | 1997-12-30 |  | 1997-12-30 |  | Removed from Ground | Diesel | 275 | Cathodically Protected Steel | 1986-01-01 | Double Walled
9033105 | 1 |  | 1997-12-30 |  | 1997-12-30 |  | Removed from Ground | Diesel | 275 | Cathodically Protected Steel | 1986-01-01 | Double Walled
9033106 | 1 | Overfill Alarm | 1988-01-01 |  | 1988-01-01 |  | Removed from Ground | Gas (Historical Use) | 10000 | Fiberglass | 1988-01-01 | Double-Walled Fiberglass | Pressurized
9033106 | 2 | Overfill Alarm | 1988-01-01 |  | 1988-01-01 |  | Removed from Ground | Gas (Historical Use) | 10000 | Fiberglass | 1988-01-01 | Double-Walled Fiberglass | Pressurized
9033106 | 3 | Overfill Alarm | 1988-01-01 |  | 1988-01-01 |  | Removed from Ground | Gas (Historical Use) | 10000 | Fiberglass | 1988-01-01 | Double-Walled Fiberglass | Pressurized
9033107 | 1 | [5 empty] | Removed from Ground | Diesel | 100 | Bare Steel | 1985-01-01 | Galvanized Steel
9033108 | 1 |  | 1988-01-01 |  | 1988-01-01 |  | Removed from Ground | Gas (Historical Use) | 10000 | Fiberglass | 1988-01-01 | Fiberglass Reinforced Plastic | Pressurized
9033108 | 2 |  | 1988-01-01 |  | 1988-01-01 |  | Removed from Ground | Gas (Historical Use) | 10000 | Fiberglass | 1988-01-01 | Fiberglass Reinforced Plastic | Pressurized
9033108 | 3 |  | 1988-01-01 |  | 1988-01-01 |  | Removed from Ground | Gas (Historical Use) | 10000 | Fiberglass | 1988-01-01 | Fiberglass Reinforced Plastic | Pressurized
9033108 | 4 |  | 1998-01-01 |  | 1998-01-01 |  | Removed from Ground | Diesel | 10000 | Fiberglass | 1998-01-01 | Fiberglass Reinforced Plastic | Pressurized
9033108 | 5 | Ball Float | 2002-02-02 | no | 2002-02-02 | no | Currently in Use | Gas (Historical Use) | 10000 | Fiberglass Double Walled | 2002-02-02 | Double-Walled Flex | Pressurized
9033108 | 6 | Ball Float | 2002-02-02 | no | 2002-02-02 | no | Currently in Use | Gas (Historical Use) | 10000 | Fiberglass Double Walled | 2002-02-02 | Double-Walled Flex | Pressurized
9033108 | 7 | Ball Float | 2002-02-02 | no | 2002-02-02 | no | Currently in Use | Gas (Historical Use) | 10000 | Fiberglass Double Walled | 2002-02-02 | Double-Walled Flex | Pressurized
9033108 | 8 | Ball Float | 2002-02-02 | no | 2002-02-02 | no | Currently in Use | Gas (Historical Use) | 10000 | Fiberglass Double Walled | 2002-02-02 | Double-Walled Flex | Pressurized
9033108 | 9 | Ball Float | 2003-12-29 | no | 2003-12-29 | no | Currently in Use | Diesel | 8000 | Fiberglass Double Walled | 2003-12-22 | Double-Walled Flex | Pressurized
9033109 | 1 |  | 1991-01-01 |  | 1991-01-01 |  | Removed from Ground | Gas (Historical Use) | 10000 | Fiberglass Double Walled | 1991-01-01 | Double-Walled Fiberglass | Pressurized
9033109 | 2 |  | 1991-01-01 |  | 1991-01-01 |  | Removed from Ground | Gas (Historical Use) | 10000 | Fiberglass Double Walled | 1991-01-01 | Double-Walled Fiberglass | Pressurized
9033109 | 3 |  | 1991-01-01 |  | 1991-01-01 |  | Removed from Ground | Gas (Historical Use) | 10000 | Fiberglass Double Walled | 1991-01-01 | Double-Walled Fiberglass | Pressurized
9033109 | 4 |  | 1991-01-01 |  | 1991-01-01 |  | Removed from Ground | Diesel | 10000 | Fiberglass Double Walled | 1991-01-01 | Double-Walled Fiberglass | Pressurized
9033109 | 5 |  |  | no |  | no | Currently in Use | Gas (Historical Use) | 20000 | Fiberglass Double Walled | 2015-08-01 | Double-Walled Fiberglass | Pressurized
9033109 | 6 |  |  | no |  | no | Currently in Use | Gas (Historical Use) | 20000 | Fiberglass Double Walled | 2015-08-01 | Double-Walled Fiberglass | Pressurized
9033109 | 7A |  |  | no |  | no | Currently in Use | Gas (Historical Use) | 10000 | Fiberglass Double Walled | 2015-08-01 | Double-Walled Fiberglass | Pressurized
9033109 | 7B |  |  | no |  | no | Currently in Use | Gas (Historical Use) | 9500 | Fiberglass Double Walled | 2015-08-01 | Double-Walled Fiberglass | Pressurized
9033109 | 8 |  |  | no |  | no | Currently in Use | Diesel | 12000 | Fiberglass Double Walled | 2015-08-01 | Double-Walled Fiberglass | Pressurized
9033110 | 1 |  | 1987-01-01 |  | 1987-01-01 |  | Removed from Ground | Gas (Historical Use) | 10000 | Fiberglass | 1987-01-01 | Fiberglass Reinforced Plastic | Pressurized
9033110 | 2 |  | 1987-01-01 |  | 1987-01-01 |  | Removed from Ground | Gas (Historical Use) | 10000 | Fiberglass | 1987-01-01 | Fiberglass Reinforced Plastic | Pressurized
9033110 | 3 |  | 1987-01-01 |  | 1987-01-01 |  | Removed from Ground | Gas (Historical Use) | 10000 | Fiberglass | 1987-01-01 | Fiberglass Reinforced Plastic | Pressurized
9033112 | 1 |  | 1993-12-01 |  | 1993-12-01 |  | Removed from Ground | Gas (Historical Use) | 10374 | Double Walled | 1990-03-20 | Fiberglass Reinforced Plastic | Pressurized
9033112 | 2 |  | 1993-12-01 |  | 1993-12-01 |  | Removed from Ground | Gas (Historical Use) | 10374 | Double Walled | 1990-03-20 | Fiberglass Reinforced Plastic | Pressurized
9033112 | 3 |  | 1993-12-01 |  | 1993-12-01 |  | Removed from Ground | Gas (Historical Use) | 10374 | Double Walled | 1990-03-20 | Fiberglass Reinforced Plastic | Pressurized
9033113 | 1 |  | 1997-12-30 |  | 1997-12-30 |  | Removed from Ground | Diesel | 275 | Cathodically Protected Steel | 1986-01-01 | Double Walled
9033114 | 1 | Ball Float | 2012-08-31 |  | 1984-01-01 |  | Temporarily out of use | Diesel | 10000 | Steel-Impressed Current | 1984-01-01 | Steel (Impressed Current)
9033115 | 1 | Ball Float | 1990-01-01 |  | 1990-01-01 |  | Currently in Use | Gas (Historical Use) | 10000 | Epoxy | 1990-01-01 | Fiberglass Reinforced Plastic | Pressurized
9033115 | 2 | Ball Float | 1990-01-01 |  | 1990-01-01 |  | Currently in Use | Gas (Historical Use) | 10000 | Epoxy | 1990-01-01 | Fiberglass Reinforced Plastic | Pressurized
9033115 | 3 | Ball Float | 1990-01-01 |  | 1990-01-01 |  | Currently in Use | Gas (Historical Use) | 10000 | Epoxy | 1990-01-01 | Fiberglass Reinforced Plastic | Pressurized
9033116 | 168436 | Flapper Valve | 1998-10-01 | no | 1990-04-01 | no | Temporarily out of use | Diesel | 10000 | Galvanic (STIP-3) | 1990-01-01 | Galvanized Steel | Safe Suction (Euro)
9033117 | 1 | [5 empty] | Removed from Ground | Gas (Historical Use) | 1990 | Bare Steel | 1960-01-01 | Bare Steel
9033117 | 2 | Flapper Valve | 1998-02-13 | no | 1998-02-13 | no | Removed from Ground | Diesel | 9100 | Steel-Impressed Current | 1960-01-01 | Steel (Impressed Current) | Safe Suction (Euro)
9033118 | 1AST | [5 empty] | Currently in Use | Diesel | 550 | Bare Steel | 1986-01-01 | Galvanized Steel
9033119 | 1 | Flapper Valve | 1998-12-12 |  | 1998-12-12 |  | Currently in Use | Gas (Historical Use) | 10000 | Galvanic (STIP-3) | 1989-01-01 | Fiberglass Reinforced Plastic | Pressurized
9033119 | 2 | Flapper Valve | 1998-12-12 |  | 1998-12-12 |  | Currently in Use | Gas (Historical Use) | 10000 | Galvanic (STIP-3) | 1989-01-01 | Fiberglass Reinforced Plastic | Pressurized
9033119 | 3 | Flapper Valve | 1998-12-12 |  | 1998-12-12 |  | Currently in Use | Gas (Historical Use) | 8200 | Galvanic (STIP-3) | 1989-01-01 | Fiberglass Reinforced Plastic | Pressurized
9033119 | 4 | Flapper Valve | 1998-12-12 |  | 1998-12-12 |  | Currently in Use | Diesel | 6000 | Galvanic (STIP-3) | 1989-01-01 | Fiberglass Reinforced Plastic | Pressurized
9033121 | 1 | [5 empty] | Removed from Ground | Gas (Historical Use) | 12000 | Bare Steel | 1978-04-01 | Galvanized Steel | Pressurized
9033121 | 2 | [5 empty] | Removed from Ground | Gas (Historical Use) | 12000 | Bare Steel | 1978-04-01 | Galvanized Steel | Pressurized
9033121 | 3 | [5 empty] | Removed from Ground | Gas (Historical Use) | 12000 | Bare Steel | 1978-04-01 | Galvanized Steel | Pressurized
9033121 | 4 | [5 empty] | Removed from Ground | Gas (Historical Use) | 12000 | Bare Steel | 1978-04-01 | Galvanized Steel | Pressurized
9033122 | 1 | Flapper Valve | 1999-01-16 |  | 1990-01-17 | yes | Currently in Use | Gas (Historical Use) | 3000 | Composite | 1990-01-01 | Double-Walled Fiberglass | Suction (American)
9033123 | 1 |  | 1998-02-01 |  | 1998-02-01 |  | Currently in Use | Gas (Historical Use) | 12000 | Fiberglass | 1989-07-01 | Double-Walled Fiberglass | Pressurized
9033123 | 2 |  | 1998-02-01 |  | 1998-02-01 |  | Currently in Use | Gas (Historical Use) | 10000 | Fiberglass | 1989-07-01 | Double-Walled Fiberglass | Pressurized
9033123 | 3 |  | 1998-02-01 |  | 1998-02-01 |  | Currently in Use | Gas (Historical Use) | 10000 | Fiberglass | 1989-07-01 | Double-Walled Fiberglass | Pressurized
9033124 | 1 | Flapper Valve | 1998-04-01 |  | 1998-04-01 |  | Removed from Ground | Gas (Historical Use) | 10000 | Steel-Impressed Current | 1983-01-01 | Steel (Impressed Current) | Pressurized
9033124 | 2 | Flapper Valve | 1998-04-01 |  | 1998-04-01 |  | Removed from Ground | Gas (Historical Use) | 8000 | Steel-Impressed Current | 1983-01-01 | Steel (Impressed Current) | Safe Suction (Euro)
9033124 | 3 | Flapper Valve | 1998-04-01 |  | 1998-04-01 |  | Removed from Ground | Gas (Historical Use) | 8000 | Steel-Impressed Current | 1983-01-01 | Steel (Impressed Current) | Safe Suction (Euro)
9033124 | 4 | Ball Float | 2010-07-01 | no | 2010-07-01 | no | Currently in Use | Regular | 20000 | Epoxy Double-Walled | 2010-07-01 | Double-Walled Fiberglass | Pressurized
9033124 | 5 | Ball Float | 2010-07-01 | no | 2010-07-01 | no | Currently in Use | Diesel | 6000 | Epoxy Double-Walled | 2010-07-01 | Double-Walled Fiberglass | Pressurized
9033126 | 1 |  |  | yes |  | yes | Removed from Ground | Used Oil | 550 | Bare Steel | 1971-01-01 | Bare Steel
9033126 | 2 | [5 empty] | Removed from Ground | Gas (Historical Use) | 3000 | Bare Steel | 1971-01-01 | Unknown | Pressurized
9033127 | 1 | [5 empty] | Removed from Ground | Diesel | 10000 | Bare Steel | 1971-01-01 | Bare Steel | Suction (American)
9033127 | 2 | [5 empty] | Removed from Ground | Diesel | 10000 | Bare Steel | 1971-01-01 | Bare Steel | Suction (American)
9033127 | 3 |  | 1997-11-20 | no | 1997-11-20 | no | Temporarily out of use | Diesel | 12000 | Fiberglass | 1997-11-14 |  | Safe Suction (Euro)
9033128 | 1 | [5 empty] | Removed from Ground | Diesel | 6000 | Bare Steel | 1970-01-01 | Copper | Suction (American)
9033128 | 2 | Overfill Alarm | 1998-02-05 | no | 1998-02-05 | no | Currently in Use | Diesel | 7500 | Fiberglass Double Walled | 1992-01-20 | Double-Walled Fiberglass | Suction (American)
9033128 | 3 | Overfill Alarm | 1992-01-01 | no | 1992-01-01 | no | Currently in Use | Diesel | 10000 | Fiberglass Double Walled | 1992-01-01 | Double-Walled Fiberglass | Suction (American)
9033128 | 4 | [5 empty] | Closed in Ground | Gas (Historical Use) | 1000 | Bare Steel |  | Bare Steel
9033129 | 1 | [5 empty] | Removed from Ground | Gas (Historical Use) | 0 | Marked Unknown | 1990-07-01 | Unknown
9033129 | 2 | [5 empty] | Removed from Ground | Gas (Historical Use) | 0 | Marked Unknown | 1990-07-01 | Unknown
9033129 | 3 | [5 empty] | Removed from Ground | Gas (Historical Use) | 0 | Marked Unknown | 1990-07-01 | Unknown
9033129 | 4 | [5 empty] | Removed from Ground | Diesel | 0 | Marked Unknown | 1990-07-01 | Unknown
9033129 | 5 |  |  | yes |  | yes | Removed from Ground | Used Oil | 0 | Marked Unknown | 1990-07-01 | Unknown
9033131 | 1 | Ball Float | 1989-07-14 |  | 1989-07-14 |  | Currently in Use | Gas (Historical Use) | 10000 | Galvanic (STIP-3) | 1989-01-01 | Fiberglass Reinforced Plastic | Pressurized
9033131 | 2 | Ball Float | 1989-07-14 |  | 1989-07-14 |  | Currently in Use | Gas (Historical Use) | 10000 | Galvanic (STIP-3) | 1989-01-01 | Fiberglass Reinforced Plastic | Pressurized
9033131 | 3 | Ball Float | 1989-07-14 |  | 1989-07-14 |  | Currently in Use | Gas (Historical Use) | 10000 | Galvanic (STIP-3) | 1989-01-01 | Fiberglass Reinforced Plastic | Pressurized
9033134 | 1 |  | 1998-08-30 |  | 1990-08-01 |  | Closed in Ground | Diesel | 15000 | Galvanic (STIP-3) | 1990-08-01 | Fiberglass Reinforced Plastic | Pressurized
9033135 | 1 | [5 empty] | Removed from Ground | Diesel | 2500 | Double Walled | 1990-01-11 | Copper | Safe Suction (Euro)
9033137 | 1 | [5 empty] | Removed from Ground | Other | 3000 | Marked Unknown | 1988-07-01 | Unknown
9033137 | 2 | [5 empty] | Removed from Ground | Other | 3000 | Marked Unknown | 1988-07-01 | Unknown
9033138 | 1 | [5 empty] | Removed from Ground | Diesel | 6000 | Bare Steel | 1972-01-01 | Bare Steel | Suction (American)
9033138 | 2 | [5 empty] | Removed from Ground | Diesel | 6000 | Bare Steel | 1972-01-01 | Bare Steel | Suction (American)
9033138 | 3 | [5 empty] | Removed from Ground | Diesel | 6000 | Bare Steel | 1972-01-01 | Bare Steel | Suction (American)
9033138 | 4 | [5 empty] | Removed from Ground | Diesel | 10000 | Bare Steel | 1974-01-01 | Bare Steel | Suction (American)
9033138 | 5 | [5 empty] | Removed from Ground | Diesel | 10000 | Bare Steel | 1972-01-01 | Bare Steel | Suction (American)
9033138 | 6 |  | 1997-08-14 |  | 1997-08-14 |  | Removed from Ground | Diesel | 12000 | Composite | 1997-08-26 | Fiberglass Reinforced Plastic | Pressurized
9033139 | 1 | [5 empty] | Removed from Ground | Diesel | 10000 | Bare Steel | 1969-01-01 | Bare Steel
9033140 | 1 | Overfill Alarm | 1990-01-01 | no | 1990-01-01 | no | Currently in Use | Regular | 10000 | Fiberglass | 1990-07-17 | Double-Walled Fiberglass | Pressurized
9033140 | 2 | Overfill Alarm | 1990-01-01 | no | 1990-01-01 | no | Currently in Use | Premium | 10000 | Fiberglass | 1990-07-17 | Double-Walled Fiberglass | Pressurized
9033140 | 3 | Overfill Alarm | 1990-01-01 | no | 1990-01-01 | no | Currently in Use | Diesel | 10000 | Fiberglass | 1990-07-17 | Double-Walled Fiberglass | Pressurized
9033141 | 0 | [5 empty] | Removed from Ground | Other | 0 | Marked Unknown | 1990-02-28 | Unknown
9033142 | 1 | Ball Float | 1990-07-19 | no | 1990-07-19 | no | Currently in Use | Gas (Historical Use) | 10000 | Fiberglass | 1990-07-01 | Fiberglass Reinforced Plastic | Pressurized
9033142 | 2 | Ball Float | 1990-07-19 | no | 1990-07-19 | no | Currently in Use | Gas (Historical Use) | 10000 | Fiberglass | 1990-07-01 | Fiberglass Reinforced Plastic | Pressurized
9033142 | 3 | Ball Float | 1990-07-19 | no | 1990-07-19 | no | Currently in Use | Gas (Historical Use) | 10000 | Fiberglass | 1990-07-01 | Fiberglass Reinforced Plastic | Pressurized
9033142 | 4 | Ball Float | 1990-07-19 | no | 1990-07-19 | no | Currently in Use | Diesel | 10000 | Fiberglass | 1990-07-01 | Fiberglass Reinforced Plastic | Pressurized
9033143 | 1 | [5 empty] | Removed from Ground | Gas (Historical Use) | 6000 | Bare Steel | 1975-04-15 | Unknown | Pressurized
9033143 | 2 | [5 empty] | Removed from Ground | Gas (Historical Use) | 6000 | Bare Steel | 1975-04-15 | Unknown | Pressurized
9033143 | 3 | [5 empty] | Removed from Ground | Gas (Historical Use) | 6000 | Bare Steel | 1975-04-15 | Unknown | Pressurized
9033143 | 4 | [5 empty] | Removed from Ground | Diesel | 3000 | Bare Steel | 1975-04-15 | Unknown | Pressurized
9033144 | 1 | Ball Float | 1990-04-01 | no | 1990-04-01 | no | Currently in Use | Gas (Historical Use) | 12000 | Tank Jacket | 1990-03-15 | Double Walled | Pressurized
9033144 | 2 | Ball Float | 1990-04-01 | no | 1990-04-01 | no | Currently in Use | Gas (Historical Use) | 12000 | Tank Jacket | 1990-03-15 | Double Walled | Pressurized
9033144 | 3 | Ball Float | 1990-04-01 | no | 1990-04-01 | no | Currently in Use | Gas (Historical Use) | 12000 | Tank Jacket | 1990-03-15 | Double Walled | Pressurized
9033144 | 4 | Ball Float | 1996-04-01 | no | 1996-04-01 | no | Currently in Use | Diesel | 8000 | Tank Jacket | 1996-01-23 | Cathodically Protected | Pressurized
9033146 | 1 | [5 empty] | Removed from Ground | Gas (Historical Use) | 500 | Bare Steel | 1966-05-12 | Cathodically Protected
9033146 | 2 | [5 empty] | Removed from Ground | Gas (Historical Use) | 500 | Bare Steel | 1966-05-12 | Cathodically Protected
9033148 | 155 |  |  | yes |  | yes | Removed from Ground | Used Oil | 1000 | Bare Steel | 1968-01-01 | Bare Steel
9033148 | 156 |  |  | yes |  | yes | Permanently Out of Use - historical purposes | Used Oil | 110 | Bare Steel | 1966-01-01 | Galvanized Steel
9033170 | DOB-12 | [5 empty] | Removed from Ground | Diesel | 10000 | Bare Steel | 1970-01-01 | Bare Steel | Pressurized
9033170 | DOB-13 | [5 empty] | Removed from Ground | Gas (Historical Use) | 12000 | Bare Steel | 1952-01-01 | Bare Steel | Pressurized
9033170 | DOB-14 | [5 empty] | Removed from Ground | Gas (Historical Use) | 3000 | Bare Steel | 1958-01-01 | Bare Steel | Pressurized
9033170 | DOB97 | Flapper Valve | 1996-07-19 | no | 1996-07-19 | no | Currently in Use | Gas (Historical Use) | 10000 | Composite Double Walled | 1996-07-19 | Fiberglass Reinforced Plastic | Pressurized
9033170 | DOB98 | Flapper Valve | 1996-07-19 |  | 1996-07-19 |  | Currently in Use | Diesel | 10000 | Composite Double Walled | 1996-07-19 | Fiberglass Reinforced Plastic | Pressurized
9033186 | 1 | Ball Float | 1992-12-09 | no | 1992-12-09 | no | Currently in Use | Diesel | 2500 | Fiberglass Double Walled | 1992-12-09 |  | Suction (American)
9033220 | 1 | [5 empty] | Removed from Ground | Other | 10000 | Bare Steel | 1981-10-01 | Copper | Suction (American)
9033220 | 2 | Overfill Alarm | 1995-09-14 | no | 1995-09-14 | no | Currently in Use | Diesel | 6000 | Fiberglass Double Walled | 1995-09-14 | Double-Walled Fiberglass | Suction (American)
9033222 | 1 | [5 empty] | Permanently Out Of Use | Other | 3000 | Bare Steel | 1973-01-01 | Copper | Suction (American)
9033222 | 2 |  | 1996-02-22 |  | 1996-02-22 |  | Removed from Ground | Diesel | 2500 | Double Walled | 1996-02-22 | Copper | Suction (American)
9033222 | 3 | Flapper Valve | 2003-02-12 | no | 2003-02-12 | no | Currently in Use | Diesel | 10000 | Fiberglass Double Walled | 2003-02-12 |  | Suction (American)
9033231 | 1 | Ball Float | 1993-01-01 |  | 1993-01-01 |  | Removed from Ground | Gas (Historical Use) | 12000 | Composite Double Walled | 1993-02-09 | Double-Walled Fiberglass | Pressurized
9033231 | 2 | Ball Float | 1993-01-01 |  | 1993-01-01 |  | Removed from Ground | Diesel | 12000 | Composite Double Walled | 1993-02-09 | Double-Walled Fiberglass | Pressurized
9033231 | 3 | Ball Float | 1993-01-01 |  | 1993-01-01 |  | Removed from Ground | Gas (Historical Use) | 12000 | Composite Double Walled | 1993-02-09 | Double-Walled Fiberglass | Pressurized
9033231 | 4 | Ball Float |  | no |  | no | Currently in Use | Gas (Historical Use) | 20000 | Fiberglass Double Walled | 2017-03-23 | Double-Walled Fiberglass | Pressurized
9033231 | 6A | Ball Float |  | no |  | no | Currently in Use | Premium | 10000 | Fiberglass Double Walled | 2017-03-23 | Double-Walled Fiberglass | Pressurized
9033231 | 6B | Ball Float |  | no |  | no | Currently in Use | E-85 | 10000 | Fiberglass Double Walled | 2017-03-23 | Double-Walled Fiberglass | Pressurized
9033232 | 1 | [5 empty] | Removed from Ground | Gas (Historical Use) | 0 | Marked Unknown | 1992-12-01 | Unknown
9033232 | 2 | [5 empty] | Removed from Ground | Gas (Historical Use) | 0 | Marked Unknown | 1992-12-01 | Unknown
9033232 | 3 | [5 empty] | Removed from Ground | Gas (Historical Use) | 0 | Marked Unknown | 1992-12-01 | Unknown
9033233 | 1 | Ball Float | 1992-04-15 | no | 1992-04-15 | no | Temporarily out of use | Diesel | 20000 | Fiberglass Double Walled | 1992-04-01 | Double-Walled Fiberglass | Suction (American)
9033233 | 2 | Ball Float | 1992-04-15 | no | 1992-04-15 | no | Temporarily out of use | Gas (Historical Use) | 2500 | Fiberglass Double Walled | 1992-04-01 | Double-Walled Fiberglass | Suction (American)
9033235 | 1 | [5 empty] | Removed from Ground | Gas (Historical Use) | 500 | Not Marked/Unknown | 1992-06-10 | Not Marked
9033236 | 1 | Ball Float | 1991-01-01 | no | 2012-11-04 | no | Currently in Use | Premium | 10000 | Steel-Impressed Current | 1987-01-01 | Fiberglass Reinforced Plastic | Pressurized
9033236 | 2 | Ball Float | 1991-01-01 | no | 2012-11-04 | no | Currently in Use | Regular | 10000 | Steel-Impressed Current | 1987-01-01 | Fiberglass Reinforced Plastic | Pressurized
9033236 | 3 | Flapper Valve | 1991-01-01 | no | 2012-11-04 | no | Currently in Use | Plus | 10000 | Steel-Impressed Current | 1987-01-01 | Fiberglass Reinforced Plastic | Pressurized
9033238 | 1 | [5 empty] | Removed from Ground | Gas (Historical Use) | 1000 | Bare Steel | 1992-07-30 | Galvanized Steel
9033239 | 338035 | [5 empty] | Removed from Ground | Gas (Historical Use) | 2000 | Composite | 1992-09-09 | Fiberglass Reinforced Plastic | Safe Suction (Euro)
9033240 | 1 |  |  | yes |  | yes | Removed from Ground | Used Oil | 550 | Marked Unknown | 1992-08-10 | Unknown
9033241 | 1 | [5 empty] | Currently in Use | Gas (Historical Use) | 10000 | Marked Unknown |  | Unknown
9033241 | 2 | [5 empty] | Currently in Use | Gas (Historical Use) | 10000 | Marked Unknown |  | Unknown
9033241 | 3 | [5 empty] | Currently in Use | Gas (Historical Use) | 10000 | Marked Unknown |  | Unknown
9033241 | 4 | [5 empty] | Currently in Use | Diesel | 8000 | Marked Unknown |  | Unknown
9033242 | 1 | Ball Float | 1989-03-01 |  | 1989-03-01 |  | Currently in Use | Gas (Historical Use) | 10000 | Fiberglass | 1989-03-23 | Double-Walled Fiberglass | Pressurized
9033242 | 2 | Ball Float | 1989-03-01 |  | 1989-03-01 |  | Currently in Use | Gas (Historical Use) | 10000 | Fiberglass | 1989-03-23 | Double-Walled Fiberglass | Pressurized
9033242 | 3 | Ball Float | 1989-03-01 |  | 1989-03-01 |  | Currently in Use | Gas (Historical Use) | 10000 | Fiberglass | 1989-03-23 | Double-Walled Fiberglass | Pressurized
9033243 | 1 | Ball Float | 1995-12-30 | no | 1995-12-30 | no | Currently in Use | Regular | 8000 | Steel-Impressed Current | 1983-05-03 | Fiberglass Reinforced Plastic | Pressurized
9033243 | 2 | Ball Float | 1995-12-30 | no | 1995-12-30 | no | Currently in Use | Diesel | 8000 | Steel-Impressed Current | 1983-05-03 | Steel (Impressed Current) | Pressurized
9033243 | 3 | Ball Float | 1995-12-30 | no | 1995-12-30 | no | Currently in Use | Regular | 8000 | Steel-Impressed Current | 1983-05-03 | Fiberglass Reinforced Plastic | Pressurized
9033243 | 4 | Ball Float | 1997-11-15 | no | 1997-11-15 | no | Closed in Ground | Diesel | 1000 | Steel-Impressed Current | 1985-05-02 | Fiberglass Reinforced Plastic | Suction (American)
9033243 | 5 | Ball Float | 1997-12-30 | no | 1997-12-30 | no | Currently in Use | Gas (Historical Use) | 8000 | Fiberglass | 1995-12-30 | Double-Walled Fiberglass | Pressurized
9033244 | 1 | [5 empty] | Permanently Out of Use - historical purposes | Gas (Historical Use) | 1000 | Marked Unknown |  | Unknown
9033244 | 2 | [5 empty] | Permanently Out of Use - historical purposes | Gas (Historical Use) | 1000 | Marked Unknown |  | Unknown
9033245 | 1 | [5 empty] | Removed from Ground | Gas (Historical Use) | 5000 | Marked Unknown | 1993-02-23 | Unknown
9033245 | 2 | [5 empty] | Removed from Ground | Gas (Historical Use) | 5000 | Marked Unknown | 1993-02-23 | Unknown
9033245 | 3 | [5 empty] | Removed from Ground | Diesel | 5000 | Marked Unknown | 1993-02-23 | Unknown
9033245 | 4 | [5 empty] | Removed from Ground | Diesel | 500 | Marked Unknown | 1993-02-23 | Unknown
9033247 | 1 |  |  | yes |  | yes | Removed from Ground | Used Oil | 1000 | Bare Steel | 1988-01-01 | Bare Steel | Gravity Fed
9033248 | 1 | [5 empty] | Removed from Ground | Gas (Historical Use) | 4000 | Bare Steel | 1993-07-17 | Bare Steel
9033248 | 2 | [5 empty] | Removed from Ground | Gas (Historical Use) | 4000 | Bare Steel | 1993-07-17 | Bare Steel
9033248 | 3 | [5 empty] | Removed from Ground | Gas (Historical Use) | 4000 | Bare Steel | 1993-07-17 | Bare Steel
9033249 | 1 | [5 empty] | Permanently Out of Use - historical purposes | Used Oil | 0 | Marked Unknown |  | Not Marked
9033249 | 2 | [5 empty] | Permanently Out of Use - historical purposes | Diesel | 0 | Unknown |  | Not Marked
9033250 | 1 |  |  | no |  | no | Removed from Ground | Gas (Historical Use) | 10000 | Unknown | 1989-03-08
9033250 | 3 |  |  | yes |  | yes | Removed from Ground | Used Oil | 500 | Marked Unknown | 1993-01-14 | Unknown
9033252 | 1 | [5 empty] | Removed from Ground | Gas (Historical Use) | 2000 | Not Marked/Unknown | 1993-02-16 | Not Marked
9033253 | 1 | [5 empty] | Removed from Ground | Gas (Historical Use) | 5000 | Bare Steel | 1993-02-18 | Bare Steel | Safe Suction (Euro)
9033253 | 2 | [5 empty] | Removed from Ground | Other | 550 | Bare Steel | 1993-02-18 | Bare Steel | Gravity Fed
9033253 | 3 |  |  | yes |  | yes | Removed from Ground | Used Oil | 550 | Bare Steel | 1993-02-18 | Bare Steel | Gravity Fed
9033253 | 4 | [5 empty] | Removed from Ground | Other | 550 | Bare Steel | 1993-02-18 | Bare Steel | Gravity Fed
9033254 | 1 | [5 empty] | Currently in Use | Gas (Historical Use) | 4000 | Not Marked/Unknown |  | Not Marked
9033254 | 2 | [5 empty] | Currently in Use | Gas (Historical Use) | 4000 | Not Marked/Unknown |  | Not Marked
9033254 | 3 | [5 empty] | Currently in Use | Gas (Historical Use) | 4000 | Not Marked/Unknown |  | Not Marked
9033254 | 4 |  |  | yes |  | yes | Currently in Use | Used Oil | 4000 | Not Marked/Unknown |  | Not Marked
9033255 | 1 |  |  | yes |  | yes | Removed from Ground | Used Oil | 550 | Not Marked/Unknown | 1993-04-02 | Not Marked
9033256 | 1 | [5 empty] | Removed from Ground | Other | 550 | Marked Unknown | 1993-01-06 | Unknown
9033256 | 2 | [5 empty] | Removed from Ground | Other | 550 | Marked Unknown | 1993-01-06 | Unknown
9033258 | 1 |  | 1987-09-01 | no | 1987-09-01 | no | Currently in Use | Gas (Historical Use) | 8000 | Fiberglass | 1987-09-15 | Fiberglass Reinforced Plastic | Pressurized
9033258 | 2 |  | 1987-09-01 |  | 1987-09-01 |  | Currently in Use | Gas (Historical Use) | 8000 | Fiberglass | 1987-09-15 | Fiberglass Reinforced Plastic | Pressurized
9033258 | 3 |  | 1987-09-01 | no | 1987-09-01 | no | Currently in Use | Premium | 8000 | Fiberglass | 1987-09-15 | Fiberglass Reinforced Plastic | Pressurized
9033259 | UL321034 | Overfill Alarm | 1992-07-24 |  | 1992-07-24 |  | Currently in Use | Diesel | 20000 | Composite | 1992-07-24 | Fiberglass Reinforced Plastic | Pressurized
9033260 | 1 |  | 1992-07-23 |  | 1992-07-23 |  | Currently in Use | Diesel | 10000 | Cathodically Protected Steel | 1992-07-23 | Double-Walled Fiberglass | Pressurized
9033261 | 1 | Flapper Valve | 1993-06-11 |  | 1993-06-11 |  | Removed from Ground | Gas (Historical Use) | 8775 | Fiberglass | 1986-01-01 | Fiberglass Reinforced Plastic | Pressurized
9033261 | 2 | Flapper Valve | 1993-06-11 |  | 1993-06-11 |  | Removed from Ground | Gas (Historical Use) | 8775 | Fiberglass | 1986-01-01 | Fiberglass Reinforced Plastic | Pressurized
9033261 | 3 | Flapper Valve | 1993-06-11 |  | 1993-06-11 |  | Removed from Ground | Gas (Historical Use) | 8775 | Fiberglass | 1986-01-01 | Fiberglass Reinforced Plastic | Pressurized
9033262 | 1 | [5 empty] | Removed from Ground | Diesel | 1000 | Bare Steel | 1993-06-15 | Not Marked
9033262 | 2 | [5 empty] | Removed from Ground | Diesel | 1000 | Bare Steel | 1993-06-15 | Not Marked
9033263 | 1 | [5 empty] | Removed from Ground | Gas (Historical Use) | 2000 | Cathodically Protected Steel | 1993-06-23 | Galvanized Steel | Suction (American)
9033265 | 1 | Flapper Valve | 1992-09-23 |  | 1992-09-23 |  | Removed from Ground | Diesel | 10000 | Fiberglass | 1992-09-23 | Double-Walled Fiberglass | Gravity Fed
9033265 | 2 | Flapper Valve | 1991-03-11 |  | 1991-03-11 |  | Currently in Use | Diesel | 15000 | Fiberglass | 1991-03-11 | Double-Walled Fiberglass | Gravity Fed
9033265 | 3 | [5 empty] | Removed from Ground | Diesel | 5000 | Not Marked/Unknown | 1994-01-01 | Not Marked
9033265 | 4 | [5 empty] | Removed from Ground | Diesel | 15000 | Fiberglass | 1987-03-01 | Not Marked
9033265 | 5 | Overfill Alarm | 2011-01-17 | no | 2011-01-17 | no | Currently in Use | Diesel | 40000 | Fiberglass | 2011-01-17 | Double-Walled Fiberglass | Pressurized
9033270 | 1 | [5 empty] | Currently in Use | Other | 1000 | Not Marked/Unknown |  | Not Marked
9033270 | 2 | [5 empty] | Currently in Use | Other | 1000 | Not Marked/Unknown |  | Not Marked
9033271 | 1 | [5 empty] | Removed from Ground | Other | 560 | Not Marked/Unknown | 1993-10-25 | Not Marked
9033271 | 2 | [5 empty] | Removed from Ground | Other | 560 | Not Marked/Unknown | 1993-10-25 | Not Marked
9033272 | 1 |  |  | yes |  | yes | Removed from Ground | Used Oil | 500 | Bare Steel | 1993-07-12 | Fiberglass Reinforced Plastic | Gravity Fed
9033272 | 2 |  |  | yes |  | yes | Removed from Ground | Used Oil | 500 | Bare Steel | 1993-07-12 | Fiberglass Reinforced Plastic | Gravity Fed
9033273 | 1 | [5 empty] | Removed from Ground | Gas (Historical Use) | 5000 | Bare Steel | 1993-08-03 | Bare Steel | Suction (American)
9033273 | 2 | [5 empty] | Removed from Ground | Gas (Historical Use) | 5000 | Bare Steel | 1993-08-03 | Bare Steel | Suction (American)
9033274 | 1 | Ball Float | 1989-02-01 |  | 1989-02-01 |  | Currently in Use | Gas (Historical Use) | 10000 | Galvanic (STIP-3) | 1989-02-01 | Fiberglass Reinforced Plastic | Pressurized
9033274 | 2 | Ball Float | 1989-02-01 |  | 1989-02-01 |  | Currently in Use | Gas (Historical Use) | 8000 | Galvanic (STIP-3) | 1989-02-01 | Fiberglass Reinforced Plastic | Pressurized
9033274 | 3 | Ball Float | 1989-02-01 |  | 1989-02-01 |  | Currently in Use | Gas (Historical Use) | 8000 | Galvanic (STIP-3) | 1989-02-01 | Fiberglass Reinforced Plastic | Pressurized
9033275 | 1 | [5 empty] | Closed in Ground | Gas (Historical Use) | 10000 | Bare Steel | 1993-07-28 | Galvanized Steel | Pressurized
9033275 | 2 | [5 empty] | Closed in Ground | Gas (Historical Use) | 10000 | Bare Steel | 1993-07-28 | Galvanized Steel | Pressurized
9033276 | 1 | [5 empty] | Removed from Ground | Gas (Historical Use) | 5000 | Bare Steel | 1962-01-01 | Galvanized Steel
9033276 | 2 | [5 empty] | Removed from Ground | Gas (Historical Use) | 5000 | Bare Steel | 1962-01-01 | Galvanized Steel
9033276 | 3 | [5 empty] | Removed from Ground | Gas (Historical Use) | 500 | Bare Steel | 1962-01-01 | Galvanized Steel
9033276 | 4 |  |  | yes |  | yes | Removed from Ground | Used Oil | 500 | Bare Steel | 1962-01-01 | Galvanized Steel
9033278 | 1 | [5 empty] | Removed from Ground | Other | 250 | Not Marked/Unknown | 1993-11-03 | Unknown
9033278 | 2 | [5 empty] | Removed from Ground | Other | 250 | Not Marked/Unknown | 1993-11-03 | Unknown
9033279 | 1 | [5 empty] | Removed from Ground | Other | 1000 | Not Marked/Unknown | 1969-01-01 | Not Marked
9033279 | 2 | [5 empty] | Removed from Ground | Other | 1000 | Not Marked/Unknown | 1969-01-01 | Not Marked
9033279 | 3 | [5 empty] | Removed from Ground | Other | 1000 | Not Marked/Unknown | 1969-01-01 | Not Marked
9033280 | 1 | [5 empty] | Removed from Ground | Other | 1 | Not Marked/Unknown | 1994-02-18 | Not Marked
9033281 | 1 | [5 empty] | Removed from Ground | Gas (Historical Use) | 0 | Not Marked/Unknown | 1994-02-18 | Not Marked
9033281 | 2 | [5 empty] | Removed from Ground | Gas (Historical Use) | 0 | Not Marked/Unknown | 1994-02-18 | Not Marked
9033281 | 3 | [5 empty] | Removed from Ground | Gas (Historical Use) | 0 | Not Marked/Unknown | 1994-02-18 | Not Marked
9033282 | 1 | [5 empty] | Removed from Ground | Gas (Historical Use) | 280 | Marked Unknown | 1993-09-27 | Unknown
9033283 | 1 |  |  | yes |  | yes | Removed from Ground | Used Oil | 500 | Not Marked/Unknown | 1993-12-06 | Not Marked
9033284 | 1 |  |  | yes |  | yes | Removed from Ground | Used Oil | 550 | Not Marked/Unknown | 1993-12-11 | Not Marked
9033285 | 1 | [5 empty] | Removed from Ground | Gas (Historical Use) | 1000 | Bare Steel | 1993-12-02 | Galvanized Steel
9033287 | 1 | [5 empty] | Removed from Ground | Gas (Historical Use) | 2000 | Not Marked/Unknown | 1992-10-14 | Not Marked
9033287 | 2 | [5 empty] | Removed from Ground | Gas (Historical Use) | 2000 | Not Marked/Unknown | 1992-10-14 | Not Marked
9033287 | 3 | [5 empty] | Removed from Ground | Gas (Historical Use) | 1000 | Not Marked/Unknown | 1992-10-14 | Not Marked
9033287 | 4 |  |  | yes |  | yes | Removed from Ground | Used Oil | 250 | Not Marked/Unknown | 1992-10-14 | Not Marked
9033288 | L338100 | Flapper Valve | 1993-05-01 |  | 1993-05-01 |  | Currently in Use | Diesel | 10000 | Composite | 1993-04-16 | Fiberglass Reinforced Plastic | Safe Suction (Euro)
9033289 | 1 | [5 empty] | Removed from Ground | Gas (Historical Use) | 3000 | Not Marked/Unknown | 1992-12-06 | Not Marked
9033289 | 2 | [5 empty] | Removed from Ground | Other | 1000 | Not Marked/Unknown | 1992-12-06 | Not Marked
9033289 | 3 |  |  | yes |  | yes | Removed from Ground | Used Oil | 550 | Not Marked/Unknown | 1992-12-06 | Not Marked
9033291 | 137773 | Ball Float | 1989-09-20 |  | 1989-09-20 |  | Currently in Use | Gas (Historical Use) | 10000 | Galvanic (STIP-3) | 1989-09-20 | Fiberglass Reinforced Plastic | Pressurized
9033291 | 137791 | Ball Float | 1989-09-20 |  | 1989-09-20 |  | Currently in Use | Diesel | 8000 | Galvanic (STIP-3) | 1989-09-20 | Fiberglass Reinforced Plastic | Pressurized
9033291 | 137811 | Ball Float | 1989-09-20 |  | 1989-09-20 |  | Installed | Gas (Historical Use) | 8000 | Galvanic (STIP-3) | 1989-09-20 | Fiberglass Reinforced Plastic | Pressurized
9033292 | 1 | [5 empty] | Removed from Ground | Gas (Historical Use) | 6000 | Not Marked/Unknown | 1994-01-05 | Not Marked
9033292 | 2 | [5 empty] | Removed from Ground | Gas (Historical Use) | 4000 | Not Marked/Unknown | 1994-01-05 | Not Marked
9033293 | 1 |  |  | yes |  | yes | Removed from Ground | Used Oil | 550 | Bare Steel | 1980-01-01 | Bare Steel | Gravity Fed
9033295 | 1 | [5 empty] | Removed from Ground | Diesel | 500 | Bare Steel | 1980-01-01 | Copper | Suction (American)
9033296 | 1 | [5 empty] | Removed from Ground | Diesel | 225 | Not Marked/Unknown | 1994-05-06 | Not Marked
9033297 | 1 | [5 empty] | Removed from Ground | Gas (Historical Use) | 1000 | Bare Steel | 1994-05-23 | Galvanized Steel | Safe Suction (Euro)
9033298 | 1 | [5 empty] | Removed from Ground | Gas (Historical Use) | 500 | Bare Steel | 1963-01-01 | Galvanized Steel
9033299 | 1 | [5 empty] | Removed from Ground | Diesel | 4000 | Bare Steel | 1980-10-01 | Bare Steel | Suction (American)
9033299 | 2 | [5 empty] | Removed from Ground | Diesel | 4000 | Bare Steel | 1980-10-01 | Bare Steel | Suction (American)
9033299 | 3 |  | 1995-09-15 |  | 1995-09-15 |  | Removed from Ground | Diesel | 10000 | Fiberglass | 1995-09-15 | Fiberglass Reinforced Plastic | Pressurized
9033300 | 1 | [5 empty] | Removed from Ground | Gas (Historical Use) | 1000 | Bare Steel | 1995-12-01 | Galvanized Steel | Suction (American)
9033302 | 1 |  | 1996-06-01 |  | 1996-06-01 |  | Closed in Ground | Gas (Historical Use) | 10000 | Steel-Impressed Current | 1989-10-01 | Fiberglass Reinforced Plastic | Suction (American)
9033303 | 1 |  |  | yes |  | yes | Removed from Ground | Used Oil | 1000 | Cathodically Protected Steel | 1986-01-01 | Galvanized Steel | Gravity Fed
9033303 | 2 | Flapper Valve | 2009-08-03 |  | 2009-08-03 |  | Currently in Use | Gas (Historical Use) | 10000 | Galvanic (STIP-3) | 1986-01-01 | Fiberglass Reinforced Plastic | Safe Suction (Euro)
9033305 | 1 | [5 empty] | Removed from Ground | Other | 550 | Not Marked/Unknown | 1991-07-31 | Not Marked
9033307 | 1 | [5 empty] | Removed from Ground | Gas (Historical Use) | 10000 | Not Marked/Unknown | 1991-06-13 | Not Marked
9033308 | 1 | [5 empty] | Removed from Ground | Gas (Historical Use) | 12000 | Bare Steel | 1991-12-18 | Galvanized Steel
9033308 | 2 | [5 empty] | Removed from Ground | Gas (Historical Use) | 12000 | Bare Steel | 1991-12-18 | Galvanized Steel
9033308 | 3 |  |  | no |  | no | Removed from Ground | Diesel | 1900 | Bare Steel | 2007-04-19
9033309 | 1 | [5 empty] | Removed from Ground | Gas (Historical Use) | 6000 | Not Marked/Unknown | 1992-03-16 | Not Marked
9033309 | 2 | [5 empty] | Removed from Ground | Gas (Historical Use) | 6000 | Not Marked/Unknown | 1992-03-16 | Not Marked
9033313 | 14 |  | 1991-05-01 |  | 1991-05-01 |  | Removed from Ground | Other | 2000 | Galvanic (STIP-3) | 1991-05-01 | Fiberglass Reinforced Plastic | Suction (American)
9033313 | 15 |  | 1991-05-01 |  | 1991-05-01 |  | Removed from Ground | Other | 2000 | Galvanic (STIP-3) | 1991-05-01 | Fiberglass Reinforced Plastic | Suction (American)
9033314 | D | [5 empty] | Closed in Ground | Diesel | 2000 | Not Marked/Unknown | 1960-01-01 | Not Marked
9033314 | E | [5 empty] | Closed in Ground | Diesel | 2000 | Not Marked/Unknown | 1960-01-01 | Not Marked
9033314 | F | [5 empty] | Closed in Ground | Diesel | 3000 | Not Marked/Unknown | 1960-01-01 | Not Marked
9033314 | I | [5 empty] | Closed in Ground | Used Oil | 0 | Not Marked/Unknown | 1960-01-01 | Not Marked
9033314 | K | [5 empty] | Closed in Ground | Diesel | 3000 | Not Marked/Unknown | 1960-01-01 | Not Marked
9033314 | SJ | [5 empty] | Closed in Ground | Gas (Historical Use) | 2000 | Bare Steel | 1975-01-01 | Galvanized Steel
9033314 | UNK1 |  |  | no |  | no | Removed from Ground | Gas (Historical Use) | 1000 | Unknown | 2010-02-08 | Unknown
9033318 | 1 | [5 empty] | Removed from Ground | Gas (Historical Use) | 1000 | Bare Steel | 1976-01-01 | Galvanized Steel | Safe Suction (Euro)
9033318 | 2 | [5 empty] | Removed from Ground | Gas (Historical Use) | 2000 | Bare Steel | 1976-01-01 | Galvanized Steel | Safe Suction (Euro)
9033318 | 3 | [5 empty] | Removed from Ground | Gas (Historical Use) | 4000 | Bare Steel | 1976-01-01 | Galvanized Steel | Safe Suction (Euro)
9033318 | 4 | Ball Float | 1995-02-01 | no | 1995-02-01 | no | Currently in Use | Regular | 10000 | Composite | 1995-02-01 | Double Walled | Pressurized
9033318 | 5 | Ball Float | 1995-02-01 | no | 1995-02-01 | no | Currently in Use | Premium | 10000 | Composite | 1995-02-01 | Double Walled | Pressurized
9033319 | 1 |  | 1994-06-03 |  | 1994-06-03 |  | Removed from Ground | Diesel | 10000 | Composite | 1994-06-03 | Secondary Containment | Safe Suction (Euro)
9033321 | 1 | Ball Float | 1989-01-01 |  | 1989-01-01 |  | Currently in Use | Gas (Historical Use) | 10000 | Galvanic (STIP-3) | 1989-01-01 | Fiberglass Reinforced Plastic | Pressurized
9033321 | 2 | Ball Float | 1989-01-01 |  | 1989-01-01 |  | Currently in Use | Gas (Historical Use) | 10000 | Galvanic (STIP-3) | 1989-01-01 | Fiberglass Reinforced Plastic | Pressurized
9033321 | 3 | Ball Float | 1989-01-01 |  | 1989-01-01 |  | Currently in Use | Gas (Historical Use) | 10000 | Galvanic (STIP-3) | 1989-01-01 | Fiberglass Reinforced Plastic | Pressurized
9033322 | 1 | [5 empty] | Removed from Ground | Gas (Historical Use) | 560 | Bare Steel | 1994-09-20 | Galvanized Steel | Suction (American)
9033322 | 2 | [5 empty] | Removed from Ground | Gas (Historical Use) | 560 | Bare Steel | 1994-09-20 | Galvanized Steel | Suction (American)
9033322 | 3 | [5 empty] | Removed from Ground | Gas (Historical Use) | 560 | Bare Steel | 1994-09-20 | Galvanized Steel | Suction (American)
9033324 | 1 | [5 empty] | Removed from Ground | Gas (Historical Use) | 4000 | Not Marked/Unknown |  | Not Marked
9033324 | 2 |  |  | no |  | no | Removed from Ground | Gas (Historical Use) | 4000 | Unknown |  | Unknown
9033324 | 3 |  |  | no |  | no | Removed from Ground | Gas (Historical Use) | 4000 | Unknown |  | Unknown
9033326 | 1 |  | 1993-07-01 |  | 1993-07-01 |  | Currently in Use | Gas (Historical Use) | 8000 | Composite | 1990-01-01 | Double-Walled Fiberglass | Pressurized
9033326 | 2 |  | 1993-07-01 |  | 1993-07-01 |  | Currently in Use | Gas (Historical Use) | 6000 | Composite | 1990-01-01 | Double-Walled Fiberglass | Pressurized
9033326 | 3 |  | 1993-07-01 |  | 1993-07-01 |  | Currently in Use | Gas (Historical Use) | 6000 | Composite | 1990-01-01 | Double-Walled Fiberglass | Pressurized
9033326 | 4 |  | 1993-07-01 |  | 1993-07-01 |  | Currently in Use | Diesel | 4000 | Composite | 1990-01-01 | Double-Walled Fiberglass | Pressurized
9033327 | 1 | Overfill Alarm | 1994-05-26 |  | 1994-05-26 |  | Removed from Ground | Diesel | 20000 | Fiberglass Double Walled | 1994-05-16 | Fiberglass Reinforced Plastic | Pressurized
9033327 | 2 | Ball Float | 1994-05-26 |  | 1994-05-26 |  | Removed from Ground | Gas (Historical Use) | 8000 | Fiberglass Double Walled | 1994-05-16 | Fiberglass Reinforced Plastic | Pressurized
9033327 | 3 | Ball Float |  |  |  |  | Removed from Ground | Other | 2000 | Fiberglass Double Walled | 1994-05-16 | Fiberglass Reinforced Plastic | Gravity Fed
9033329 | 1 | [5 empty] | Removed from Ground | Gas (Historical Use) | 8000 | Marked Unknown |  | Bare Steel
9033329 | 2 | [5 empty] | Removed from Ground | Gas (Historical Use) | 8000 | Marked Unknown |  | Bare Steel
9033329 | 3 | [5 empty] | Removed from Ground | Gas (Historical Use) | 8000 | Marked Unknown |  | Bare Steel
9033333 | 1 | [5 empty] | Removed from Ground | Gas (Historical Use) | 1000 | Bare Steel | 1994-09-10 | Not Marked
9033334 | 1 | [5 empty] | Removed from Ground | Gas (Historical Use) | 10000 | Not Marked/Unknown | 1995-01-01 | Not Marked
9033334 | 2 | [5 empty] | Removed from Ground | Gas (Historical Use) | 10000 | Not Marked/Unknown | 1995-01-01 | Not Marked
9033334 | 3 | [5 empty] | Removed from Ground | Gas (Historical Use) | 5000 | Not Marked/Unknown | 1995-01-01 | Not Marked
9033334 | 4 | [5 empty] | Removed from Ground | Gas (Historical Use) | 6000 | Bare Steel | 1995-03-10 | Bare Steel
9033334 | 5 | [5 empty] | Removed from Ground | Gas (Historical Use) | 6000 | Bare Steel | 1995-03-10 | Bare Steel
9033334 | 6 | [5 empty] | Removed from Ground | Gas (Historical Use) | 2000 | Bare Steel | 1995-03-10 | Bare Steel
9033334 | 7 | [5 empty] | Removed from Ground | Diesel | 6000 | Bare Steel | 1995-03-10 | Bare Steel
9033335 | 1 | Flapper Valve | 1995-03-13 |  | 1995-03-13 |  | Currently in Use | Gas (Historical Use) | 10000 | Fiberglass | 1966-08-01 | Double-Walled Fiberglass | Pressurized
9033335 | 2 | Flapper Valve | 1995-03-13 |  | 1995-03-13 |  | Currently in Use | Gas (Historical Use) | 10000 | Fiberglass | 1966-08-01 | Double-Walled Fiberglass | Pressurized
9033335 | 3 | Flapper Valve | 1995-03-13 |  | 1995-03-13 |  | Currently in Use | Diesel | 10000 | Fiberglass | 1966-08-01 | Double-Walled Fiberglass | Pressurized
9033335 | 4 |  |  | yes |  | yes | Removed from Ground | Used Oil | 500 | Fiberglass | 1966-08-01 | Double Walled | Gravity Fed
9033336 | 619223 |  | 1991-08-01 | yes | 1991-08-01 |  | Temporarily out of use | Gas (Historical Use) | 1000 | Fiberglass Double Walled | 1992-11-20 | Fiberglass Reinforced Plastic | Safe Suction (Euro)
9033336 | 619238 |  | 1991-08-01 | yes | 1991-08-01 |  | Currently in Use | Diesel | 1000 | Fiberglass Double Walled | 1990-11-30 | Fiberglass Reinforced Plastic | Safe Suction (Euro)
9033337 | 1 | Overfill Alarm | 1991-08-01 | no | 1991-08-01 | no | Temporarily out of use | Gas (Historical Use) | 1000 | Fiberglass Double Walled | 1992-11-13 | Fiberglass Reinforced Plastic | Safe Suction (Euro)
9033337 | 2 | Overfill Alarm | 1991-08-01 | no | 1991-08-01 | no | Currently in Use | Diesel | 1000 | Fiberglass Double Walled | 1992-11-13 | Fiberglass Reinforced Plastic | Safe Suction (Euro)
9033338 | 1 | [5 empty] | Removed from Ground | Gas (Historical Use) | 3000 | Bare Steel | 1969-01-01 | Bare Steel | Safe Suction (Euro)
9033338 | 3 | [5 empty] | Removed from Ground | Gas (Historical Use) | 3000 | Bare Steel | 1984-02-01 | Bare Steel | Safe Suction (Euro)
9033339 | 1 | [5 empty] | Removed from Ground | Gas (Historical Use) | 250 | Bare Steel | 1972-01-01 | Galvanized Steel | Safe Suction (Euro)
9033339 | 2 | [5 empty] | Removed from Ground | Other | 250 | Not Marked/Unknown | 1995-01-20 | Not Marked
9033340 | 1 | [5 empty] | Removed from Ground | Gas (Historical Use) | 1000 | Marked Unknown | 1995-01-18 | Unknown
9033340 | 2 | [5 empty] | Removed from Ground | Gas (Historical Use) | 1000 | Marked Unknown | 1995-01-31 | Unknown
9033341 | 1 |  | 1989-02-01 |  | 1989-02-01 |  | Currently in Use | Gas (Historical Use) | 15000 | Fiberglass Double Walled | 1989-03-01 | Fiberglass Reinforced Plastic | Suction (American)
9033341 | 2 |  | 1989-02-01 |  | 1989-02-01 |  | Currently in Use | Diesel | 6000 | Fiberglass Double Walled | 1989-03-01 | Fiberglass Reinforced Plastic | Suction (American)
9033342 | 1 | Ball Float | 1989-03-01 | no | 1989-03-01 | no | Currently in Use | Regular | 15000 |  | 1988-08-26 | Fiberglass Reinforced Plastic | Pressurized
9033342 | 2 | Ball Float | 1989-03-01 | no | 1989-03-01 | no | Currently in Use | Diesel | 6000 |  | 1988-08-26 | Fiberglass Reinforced Plastic | Pressurized
9033343 | 1 | [5 empty] | Removed from Ground | Gas (Historical Use) | 500 | Unknown | 1995-02-14 | Unknown
9033343 | 2 | [5 empty] | Removed from Ground | Gas (Historical Use) | 500 | Unknown | 1995-02-14 | Unknown
9033343 | 3 | [5 empty] | Removed from Ground | Gas (Historical Use) | 500 | Unknown | 1995-02-14 | Unknown
9033345 | 1 | Overfill Alarm | 1994-08-15 |  | 1994-08-15 |  | Removed from Ground | Gas (Historical Use) | 12000 | Fiberglass | 1994-11-01 | Fiberglass Reinforced Plastic | Pressurized
9033345 | 2 | Overfill Alarm | 1994-08-15 |  | 1994-08-15 |  | Removed from Ground | Gas (Historical Use) | 12000 | Fiberglass | 1994-11-01 | Fiberglass Reinforced Plastic | Pressurized
9033345 | 3 | Overfill Alarm | 1994-08-15 |  | 1994-08-15 |  | Removed from Ground | Gas (Historical Use) | 12000 | Fiberglass | 1994-11-01 | Fiberglass Reinforced Plastic | Pressurized
9033345 | 4 |  | 2016-11-01 | no | 2016-10-01 | no | Currently in Use | Regular | 20000 | Fiberglass Double Walled | 2016-06-02 | Double-Walled Fiberglass | Pressurized
9033345 | 5 |  | 2016-11-01 | no | 2016-10-01 | no | Currently in Use | Regular | 20000 | Fiberglass Double Walled | 2016-06-01 | Double-Walled Fiberglass | Pressurized
9033345 | 6A |  | 2016-11-01 | no | 2016-10-01 | no | Currently in Use | Gas (Historical Use) | 10000 | Fiberglass Double Walled | 2016-06-01 | Double-Walled Fiberglass | Pressurized
9033345 | 6B |  | 2016-11-01 | no | 2016-10-01 | no | Currently in Use | Gas (Historical Use) | 9500 | Fiberglass Double Walled | 2016-06-01 | Double-Walled Fiberglass | Pressurized
9033345 | 7 |  | 2016-11-01 | no | 2016-10-01 | no | Currently in Use | Diesel | 12000 | Fiberglass Double Walled | 2016-06-01 | Double-Walled Fiberglass | Pressurized
9033347 | 1 | [5 empty] | Permanently Out of Use - historical purposes | Other | 1 | Not Marked/Unknown |  | Unknown
9033347 | 2 | [5 empty] | Permanently Out of Use - historical purposes | Other | 1 | Not Marked/Unknown |  | Unknown
9033347 | 3 | [5 empty] | Permanently Out of Use - historical purposes | Other | 1 | Not Marked/Unknown |  | Unknown
9033347 | 4 | [5 empty] | Permanently Out of Use - historical purposes | Other | 1 | Not Marked/Unknown |  | Unknown
9033347 | 5 | [5 empty] | Permanently Out of Use - historical purposes | Other | 1 | Not Marked/Unknown |  | Unknown
9033349 | 1 | [5 empty] | Removed from Ground | Gas (Historical Use) | 500 | Not Marked/Unknown |  | Not Marked
9033350 | 1 | [5 empty] | Currently in Use | Diesel | 0 | Marked Unknown |  | Unknown
9033351 | 1 | Flapper Valve | 1996-04-22 |  | 1996-04-22 |  | Removed from Ground | Gas (Historical Use) | 10000 | Galvanic (STIP-3) | 1982-06-14 | Steel (Impressed Current) | Suction (American)
9033351 | 2 | Flapper Valve | 1996-04-22 |  | 1996-04-22 |  | Removed from Ground | Diesel | 1000 | Galvanic (STIP-3) | 1982-06-14 | Steel (Impressed Current) | Suction (American)
9033352 | 1 |  | 1996-08-26 |  | 1996-08-26 |  | Currently in Use | Gas (Historical Use) | 8000 | Steel-Impressed Current | 1987-03-01 | Steel (Impressed Current) | Pressurized
9033352 | 2 |  | 1996-08-26 |  | 1996-08-26 |  | Currently in Use | Gas (Historical Use) | 8000 | Steel-Impressed Current | 1987-03-01 | Steel (Impressed Current) | Pressurized
9033352 | 3 |  | 1996-08-26 |  | 1996-08-26 |  | Currently in Use | Gas (Historical Use) | 8000 | Steel-Impressed Current | 1987-03-01 | Steel (Impressed Current) | Pressurized
9033353 | 1 | [5 empty] | Removed from Ground | Other | 550 | Not Marked/Unknown | 1995-04-04 | Unknown
9033353 | 2 | [5 empty] | Removed from Ground | Other | 550 | Not Marked/Unknown | 1995-04-04 | Unknown
9033355 | 1 |  | 1995-03-06 |  | 1995-03-06 |  | Removed from Ground | Gas (Historical Use) | 10000 | Cathodically Protected Steel | 1987-06-12 | Galvanized Steel | Pressurized
9033355 | 2 |  | 1995-03-06 |  | 1995-03-06 |  | Removed from Ground | Diesel | 10000 | Cathodically Protected Steel | 1987-06-12 | Galvanized Steel | Pressurized
9033355 | 3 |  | 1995-03-06 |  | 1995-03-06 |  | Removed from Ground | Diesel | 10000 | Cathodically Protected Steel | 1987-06-12 | Galvanized Steel | Pressurized
9033356 | 1 | Ball Float | 1990-09-19 |  | 1990-09-19 |  | Currently in Use | Gas (Historical Use) | 10000 | Galvanic (STIP-3) | 1990-09-19 | Fiberglass Reinforced Plastic | Pressurized
9033356 | 2 | Ball Float | 1990-09-19 |  | 1990-09-19 |  | Currently in Use | Gas (Historical Use) | 10000 | Galvanic (STIP-3) | 1990-09-19 | Fiberglass Reinforced Plastic | Pressurized
9033356 | 3 | Ball Float | 1990-09-19 |  | 1990-09-19 |  | Currently in Use | Gas (Historical Use) | 10000 | Galvanic (STIP-3) | 1990-09-19 | Fiberglass Reinforced Plastic | Pressurized
9033357 | 1 | [5 empty] | Permanently Out of Use - historical purposes | Gas (Historical Use) | 500 | Not Marked/Unknown |  | Unknown
9033359 | 1 | [5 empty] | Removed from Ground | Gas (Historical Use) | 1000 | Bare Steel | 1972-01-01 | Galvanized Steel
9033359 | 2 | [5 empty] | Removed from Ground | Diesel | 1000 | Bare Steel | 1972-01-01 | Galvanized Steel
9033360 | 1 |  | 1998-06-01 |  | 1998-06-01 |  | Currently in Use | Diesel | 10000 | Steel-Impressed Current | 1998-06-01 | Cathodically Protected | Safe Suction (Euro)
9033361 | 1 | [5 empty] | Closed in Ground | Diesel | 8000 | Not Marked/Unknown |  | Unknown
9033361 | 2 | [5 empty] | Closed in Ground | Gas (Historical Use) | 0 | Not Marked/Unknown |  | Unknown
9033362 | 1 | [5 empty] | Removed from Ground | Diesel | 1000 | Bare Steel | 1984-01-01 | Bare Steel | Suction (American)
9033363 | 1 |  | 2008-10-01 |  | 1993-10-01 |  | Temporarily out of use | Gas (Historical Use) | 1000 | Fiberglass | 1992-01-01 | Fiberglass Reinforced Plastic | Safe Suction (Euro)
9033363 | 2 |  | 2008-10-01 |  | 1993-10-01 |  | Currently in Use | Diesel | 1000 | Fiberglass | 1992-01-01 | Fiberglass Reinforced Plastic | Safe Suction (Euro)
9033364 | 1 | [5 empty] | Removed from Ground | Diesel | 1000 | Marked Unknown | 1998-12-15 | Unknown | Safe Suction (Euro)
9033365 | 1 | [5 empty] | Removed from Ground | Gas (Historical Use) | 3000 | Bare Steel | 2000-08-01 | Bare Steel | Pressurized
9033365 | 2 | [5 empty] | Removed from Ground | Gas (Historical Use) | 3000 | Bare Steel | 2000-08-01 | Bare Steel | Pressurized
9033365 | 3 | [5 empty] | Removed from Ground | Gas (Historical Use) | 3000 | Bare Steel | 2000-08-01 | Bare Steel | Gravity Fed
9033365 | 4 | [5 empty] | Removed from Ground | Used Oil | 550 | Bare Steel | 2000-08-01 | Bare Steel | Gravity Fed
9033367 | 1 | [5 empty] | Removed from Ground | Empty | 1000 | Not Marked/Unknown | 1975-01-01 | Unknown
9033370 | 1 | [5 empty] | Removed from Ground | Gas (Historical Use) | 4000 | Bare Steel | 1995-01-30 | Unknown
9033370 | 2 |  |  | no |  | no | Removed from Ground | Gas (Historical Use) | 4000 | Bare Steel | 1995-01-30 | Unknown
9033370 | 3 |  |  | no |  | no | Removed from Ground | Gas (Historical Use) | 4000 | Bare Steel | 1995-01-30 | Unknown
9033371 | CO81-1 | Flapper Valve | 1998-10-08 |  | 1998-10-08 |  | Currently in Use | Diesel | 1000 | Steel-Impressed Current | 1981-01-01 | Cathodically Protected | Suction (American)
9033373 | 1 | [5 empty] | Removed from Ground | Diesel | 1000 | Marked Unknown | 1998-10-29 | Unknown | Safe Suction (Euro)
9033374 | 1 | [5 empty] | Removed from Ground | Gas (Historical Use) | 1000 | Marked Unknown | 1998-10-29 | Unknown | Safe Suction (Euro)
9033374 | 2 | [5 empty] | Removed from Ground | Diesel | 1000 | Marked Unknown | 1998-10-29 | Unknown | Safe Suction (Euro)
9033375 | 1 | [5 empty] | Removed from Ground | Gas (Historical Use) | 1000 | Marked Unknown | 1999-01-20 | Unknown | Safe Suction (Euro)
9033375 | 2 | [5 empty] | Removed from Ground | Diesel | 1000 | Marked Unknown | 1999-01-20 | Unknown | Safe Suction (Euro)
9033376 | 1 |  | 1991-08-01 |  | 1991-08-01 |  | Temporarily out of use | Gas (Historical Use) | 1000 | Fiberglass | 1995-04-07 | Fiberglass Reinforced Plastic | Safe Suction (Euro)
9033376 | 2 |  | 1991-08-01 |  | 1991-08-01 |  | Currently in Use | Diesel | 1000 | Fiberglass | 1995-04-07 | Fiberglass Reinforced Plastic | Safe Suction (Euro)
9033377 | 1 |  | 1991-08-01 | no | 1991-08-01 | no | Temporarily out of use | Gas (Historical Use) | 1000 | Fiberglass Double Walled | 1992-01-01 | Fiberglass Reinforced Plastic | Safe Suction (Euro)
9033377 | 2 | Overfill Alarm | 1991-08-01 | no | 1991-08-01 | no | Currently in Use | Diesel | 1000 | Fiberglass Double Walled | 1992-01-01 | Fiberglass Reinforced Plastic | Safe Suction (Euro)
9033378 | 1 | [5 empty] | Removed from Ground | Diesel | 1000 | Bare Steel | 1998-10-26 | Bare Steel | Safe Suction (Euro)
9033380 | 1 | [5 empty] | Removed from Ground | Gas (Historical Use) | 1000 | Bare Steel | 1988-01-01 | Bare Steel | Suction (American)
9033380 | 2 | [5 empty] | Removed from Ground | Diesel | 1000 | Bare Steel | 1988-01-01 | Bare Steel | Suction (American)
9033381 | 1 | [5 empty] | Removed from Ground | Diesel | 1000 | Marked Unknown | 1998-06-30 | Unknown | Safe Suction (Euro)
9033382 | 1 | [5 empty] | Removed from Ground | Diesel | 1000 | Marked Unknown | 1998-08-27 | Unknown | Safe Suction (Euro)
9033383 | 1 | [5 empty] | Removed from Ground | Diesel | 1000 | Bare Steel | 1998-10-29 | Bare Steel | Suction (American)
9033384 | 1 | [5 empty] | Removed from Ground | Gas (Historical Use) | 1000 | Marked Unknown | 1998-06-30 | Bare Steel | Suction (American)
9033384 | 2 | [5 empty] | Removed from Ground | Diesel | 1000 | Bare Steel | 1998-06-30 | Bare Steel | Safe Suction (Euro)
9033384 | 3 | Overfill Alarm | 1998-08-15 | no | 1998-08-15 | no | Currently in Use | Diesel | 1000 | Fiberglass Double Walled | 1998-08-15 | Double-Walled Fiberglass | Suction (American)
9033385 | 1 | [5 empty] | Removed from Ground | Gas (Historical Use) | 1000 | Bare Steel | 1998-08-26 | Bare Steel | Suction (American)
9033385 | 2 | [5 empty] | Removed from Ground | Diesel | 1000 | Bare Steel | 1998-08-26 | Bare Steel | Safe Suction (Euro)
9033386 | 1 | Overfill Alarm | 1992-01-01 | no | 1992-01-01 | yes | Temporarily out of use | Gas (Historical Use) | 1000 | Fiberglass | 1992-01-01 | Fiberglass Reinforced Plastic | Safe Suction (Euro)
9033386 | 2 | Overfill Alarm | 1992-01-01 | no | 1992-01-01 | yes | Currently in Use | Diesel | 1000 | Fiberglass | 1992-01-01 | Fiberglass Reinforced Plastic | Safe Suction (Euro)
9033387 | 1 |  |  | no |  | no | Permanently Out of Use - historical purposes | Gas (Historical Use) | 1000 | Unknown |  | Unknown | Safe Suction (Euro)
9033387 | 2 |  |  | no |  | no | Permanently Out of Use - historical purposes | Diesel | 1000 | Unknown |  | Unknown | Safe Suction (Euro)
9033388 | 1 | [5 empty] | Removed from Ground | Diesel | 1000 | Bare Steel | 1998-10-26 | Bare Steel | Suction (American)
9033389 | 1 | [5 empty] | Removed from Ground | Gas (Historical Use) | 1000 | Marked Unknown | 1987-01-01 | Unknown | Safe Suction (Euro)
9033389 | 2 | [5 empty] | Removed from Ground | Diesel | 1000 | Marked Unknown | 1987-01-01 | Unknown | Safe Suction (Euro)
9033390 | 1 | [5 empty] | Removed from Ground | Diesel | 1000 | Marked Unknown | 1998-10-06 | Unknown | Safe Suction (Euro)
9033391 | 1 |  |  | yes |  | yes | Removed from Ground | Used Oil | 550 | Marked Unknown | 1995-08-14 | Unknown | Gravity Fed
9033392 | 1 |  | 1992-01-01 |  | 1992-01-01 |  | Currently in Use | Gas (Historical Use) | 3000 | Galvanic (STIP-3) | 1992-01-01 | Fiberglass Reinforced Plastic | Pressurized
9033392 | 2 |  | 1992-01-01 |  | 1992-01-01 |  | Currently in Use | Diesel | 3000 | Galvanic (STIP-3) | 1992-01-01 | Fiberglass Reinforced Plastic | Pressurized
9033393 | 1 | Overfill Alarm | 1998-11-01 |  | 1998-11-01 |  | Removed from Ground | Gas (Historical Use) | 4010 | Steel-Impressed Current | 1985-01-01 | Steel (Impressed Current) | Safe Suction (Euro)
9033394 | 1 | Flapper Valve | 1998-10-01 |  | 1998-10-01 |  | Removed from Ground | Gas (Historical Use) | 5000 | Galvanic (STIP-3) | 1987-07-30 | Cathodically Protected | Safe Suction (Euro)
9033394 | 2 | Flapper Valve | 1998-10-01 |  | 1998-10-01 |  | Removed from Ground | Diesel | 2500 | Galvanic (STIP-3) | 1987-07-30 | Cathodically Protected | Safe Suction (Euro)
9033400 | 1 | Ball Float | 1990-01-01 | no | 1990-01-01 | no | Currently in Use | Regular | 10000 | Galvanic (STIP-3) | 1990-01-01 | Fiberglass Reinforced Plastic | Pressurized
9033400 | 2 | Ball Float | 1990-01-01 | no | 1990-01-01 | no | Currently in Use | Premium | 10000 | Galvanic (STIP-3) | 1990-01-01 | Fiberglass Reinforced Plastic | Pressurized
9033400 | 3 | Ball Float | 1990-01-01 | no | 1990-01-01 | no | Currently in Use | Diesel | 10000 | Galvanic (STIP-3) | 1990-01-01 | Fiberglass Reinforced Plastic | Pressurized
9033401 | 1 |  | 1990-04-01 |  | 1990-04-01 |  | Currently in Use | Gas (Historical Use) | 8000 | Fiberglass Double Walled | 1990-04-01 | Double-Walled Fiberglass
9033401 | 2 |  | 1990-04-01 |  | 1990-04-01 |  | Currently in Use | Diesel | 3000 | Fiberglass Double Walled | 1990-04-01 | Double-Walled Fiberglass
9033404 | D1 | Flapper Valve | 1997-10-01 |  | 1997-10-01 |  | Currently in Use | Diesel | 8000 | Galvanic (STIP-3) | 1986-02-01 | Double-Walled Fiberglass | Pressurized
9033404 | D2 | Flapper Valve | 1997-10-01 |  | 1997-10-01 |  | Temporarily out of use | Diesel | 8000 | Galvanic (STIP-3) | 1986-02-01 | Double-Walled Fiberglass | Pressurized
9033404 | G3 | Flapper Valve | 1997-10-01 |  | 1997-10-01 |  | Currently in Use | Gas (Historical Use) | 8000 | Galvanic (STIP-3) | 1986-02-01 | Double-Walled Fiberglass | Pressurized
9033404 | G4 | Flapper Valve | 1997-10-01 |  | 1997-10-01 |  | Currently in Use | Gas (Historical Use) | 8000 | Galvanic (STIP-3) | 1986-02-01 | Double-Walled Fiberglass | Pressurized
9033405 | 1 |  | 1990-10-18 |  | 1990-10-18 |  | Removed from Ground | Gas (Historical Use) | 2000 | Double Walled | 1990-10-17 | Fiberglass Reinforced Plastic | Safe Suction (Euro)
9033405 | 2 |  | 1990-10-18 |  | 1990-10-18 |  | Removed from Ground | Diesel | 1000 | Double Walled | 1990-10-17 | Fiberglass Reinforced Plastic | Safe Suction (Euro)
9033405 | 3 | Overfill Alarm | 2005-05-20 | no | 2005-05-20 | no | Currently in Use | Gas (Historical Use) | 2500 | Fiberglass Double Walled | 2005-05-20 | Double-Walled Flex | Safe Suction (Euro)
9033405 | 4 | Overfill Alarm | 2005-05-20 | no | 2005-05-20 | no | Currently in Use | Diesel | 1000 | Fiberglass Double Walled | 2005-05-20 | Double-Walled Flex | Safe Suction (Euro)
9033406 | 1 | Flapper Valve | 1994-03-01 |  | 1994-03-01 |  | Currently in Use | Gas (Historical Use) | 10000 | Galvanic (STIP-3) | 1987-04-01 | Double-Walled Fiberglass | Pressurized
9033406 | 2 | Flapper Valve | 1994-03-01 |  | 1994-03-01 |  | Currently in Use | Gas (Historical Use) | 10000 | Galvanic (STIP-3) | 1987-04-01 | Double-Walled Fiberglass | Pressurized
9033406 | 3 | Flapper Valve | 1994-03-01 |  | 1994-03-01 |  | Currently in Use | Gas (Historical Use) | 10000 | Galvanic (STIP-3) | 1987-04-01 | Double-Walled Fiberglass | Pressurized
9033407 | RU | Flapper Valve | 1998-12-09 |  | 1998-12-09 |  | Temporarily out of use | Gas (Historical Use) | 6000 | Steel-Impressed Current | 1998-12-09 | Steel (Impressed Current) | Suction (American)
9033407 | SU | Flapper Valve | 1998-12-09 |  | 1998-12-09 |  | Temporarily out of use | Gas (Historical Use) | 5000 | Steel-Impressed Current | 1998-12-09 | Steel (Impressed Current) | Suction (American)
9033409 | 1 | Flapper Valve | 1997-11-21 |  | 1997-11-21 |  | Currently in Use | Gas (Historical Use) | 8000 | Galvanic (STIP-3) | 1998-08-06 | Fiberglass Reinforced Plastic | Pressurized
9033409 | 2 | Flapper Valve | 1997-11-21 |  | 1997-11-21 |  | Currently in Use | Gas (Historical Use) | 8000 | Galvanic (STIP-3) | 1998-08-06 | Fiberglass Reinforced Plastic | Pressurized
9033409 | 3 | Flapper Valve | 1997-11-21 |  | 1997-11-21 |  | Currently in Use | Diesel | 8000 | Galvanic (STIP-3) | 1998-08-06 | Fiberglass Reinforced Plastic | Pressurized
9033409 | 4 | Flapper Valve | 1997-11-21 |  | 1997-11-21 |  | Currently in Use | Diesel | 8000 | Galvanic (STIP-3) | 1998-08-06 | Fiberglass Reinforced Plastic | Pressurized
9033409 | 5 | Flapper Valve | 1997-11-21 |  | 1997-11-21 |  | Currently in Use | Gas (Historical Use) | 2000 | Galvanic (STIP-3) | 1998-08-06 | Fiberglass Reinforced Plastic | Pressurized
9033410 | 1UL | Ball Float | 1990-05-01 |  | 1990-05-01 |  | Currently in Use | Gas (Historical Use) | 8000 | Galvanic (STIP-3) | 1990-05-01 | Double-Walled Fiberglass | Pressurized
9033410 | 2P | Ball Float | 1990-05-01 |  | 1990-05-01 |  | Currently in Use | Gas (Historical Use) | 8000 | Galvanic (STIP-3) | 1990-05-01 | Double-Walled Fiberglass | Pressurized
9033410 | 3DIESEL | Ball Float | 1990-05-01 |  | 1990-05-01 |  | Currently in Use | Diesel | 8000 | Galvanic (STIP-3) | 1990-05-01 | Double-Walled Fiberglass | Pressurized
9033413 | 1 | Overfill Alarm | 1994-09-16 | no | 1994-09-16 | no | Currently in Use | Gas (Historical Use) | 12000 | Fiberglass | 1994-09-16 | Double-Walled Fiberglass | Pressurized
9033413 | 2 | Overfill Alarm | 1998-09-16 | no | 1994-09-16 | no | Currently in Use | Gas (Historical Use) | 12000 | Fiberglass | 1994-09-16 | Double-Walled Fiberglass | Pressurized
9033413 | 3 | Overfill Alarm | 1994-09-16 | no | 1994-09-16 | no | Currently in Use | Gas (Historical Use) | 12000 | Fiberglass | 1994-09-16 | Double-Walled Fiberglass | Pressurized
9033415 | 1 |  | 1994-09-16 |  | 1994-09-16 |  | Removed from Ground | Gas (Historical Use) | 12000 | Fiberglass | 1994-09-16 | Double Walled | Pressurized
9033415 | 2 |  | 1994-09-16 |  | 1994-09-16 |  | Removed from Ground | Gas (Historical Use) | 12000 | Fiberglass | 1994-09-16 | Double Walled | Pressurized
9033415 | 3 |  | 1994-09-16 |  | 1994-09-16 |  | Removed from Ground | Gas (Historical Use) | 12000 | Composite | 1994-09-16 | Double Walled | Pressurized
9033420 | 42 | [5 empty] | Removed from Ground | Diesel | 30000 | Not Marked/Unknown | 1997-12-16 | Not Marked
9033420 | 43 | [5 empty] | Removed from Ground | Diesel | 30000 | Not Marked/Unknown | 1996-05-17 | Not Marked
9033423 | 1 | [5 empty] | Currently in Use | Diesel | 3000 | Bare Steel | 1980-01-01 | Galvanized Steel | Suction (American)
9033423 | 2 | [5 empty] | Currently in Use | Diesel | 5000 | Bare Steel | 1980-01-01 | Galvanized Steel | Suction (American)
9033424 | 1 | [5 empty] | Removed from Ground | Gas (Historical Use) | 1000 | Cathodically Protected Steel | 1993-01-01 | Bare Steel | Suction (American)
9033424 | 2 | [5 empty] | Removed from Ground | Gas (Historical Use) | 1000 | Cathodically Protected Steel | 1993-01-01 | Bare Steel | Suction (American)
9033425 | 1 | [5 empty] | Removed from Ground | Gas (Historical Use) | 6000 | Not Marked/Unknown | 1986-02-01 | Not Marked
9033426 | 2 | [5 empty] | Removed from Ground | Kerosene | 560 | Not Marked/Unknown |  | Not Marked
9033426 | 3 | [5 empty] | Removed from Ground | Diesel | 1060 | Not Marked/Unknown |  | Not Marked
9033427 | 1 | Ball Float | 2008-01-01 |  | 2008-01-01 |  | Currently in Use | Gas (Historical Use) | 2000 | Galvanic (STIP-3) | 1989-01-01 | Double-Walled Fiberglass | Pressurized
9033427 | 2 | Ball Float | 2008-01-01 |  | 2008-01-01 |  | Currently in Use | Diesel | 10000 | Fiberglass | 1989-01-01 | Double-Walled Fiberglass | Pressurized
9033427 | 3 | Flapper Valve | 2008-01-01 | no | 2008-01-01 | no | Currently in Use | Diesel | 30000 | Tank Jacket | 2007-12-01 | Double-Walled Fiberglass | Pressurized
9033428 | 1 | Ball Float | 1990-01-01 |  | 1990-01-01 |  | Removed from Ground | Gas (Historical Use) | 8000 | Fiberglass | 1990-01-01 | Fiberglass Reinforced Plastic | Pressurized
9033428 | 2 | Ball Float | 1990-01-01 |  | 1990-01-01 |  | Removed from Ground | Gas (Historical Use) | 8000 | Fiberglass | 1990-01-01 | Fiberglass Reinforced Plastic | Pressurized
9033428 | 3 | Ball Float | 1990-01-01 |  | 1990-01-01 |  | Removed from Ground | Gas (Historical Use) | 8000 | Fiberglass | 1990-01-01 | Fiberglass Reinforced Plastic | Pressurized
9033429 | 1 | [5 empty] | Removed from Ground | Diesel | 10000 | Fiberglass | 1991-03-01 | Unknown | Suction (American)
9033430 | 1 | Flapper Valve | 1991-12-03 |  | 1991-12-03 |  | Currently in Use | Gas (Historical Use) | 12000 | Fiberglass Double Walled | 1991-12-03 | Double-Walled Fiberglass | Pressurized
9033430 | 2 | Flapper Valve | 1991-12-03 |  | 1991-12-03 |  | Currently in Use | Diesel | 12000 | Fiberglass Double Walled | 1991-12-03 | Double-Walled Fiberglass | Pressurized
9033430 | 3 | Flapper Valve | 1991-12-03 | yes | 1991-12-03 | yes | Currently in Use | Used Oil | 1000 | Fiberglass Double Walled | 1991-12-03 | Double-Walled Fiberglass | Gravity Fed
9033430 | 4 | Flapper Valve | 1991-12-03 |  | 1991-12-03 |  | Currently in Use | New Oil | 1000 | Fiberglass Double Walled | 1991-12-03 | Double-Walled Fiberglass | Suction (American)
9033430 | 5 | Flapper Valve | 1991-12-03 |  | 1991-12-03 |  | Currently in Use | Other | 1000 | Fiberglass Double Walled | 1991-12-03 | Double-Walled Fiberglass | Suction (American)
9033430 | 6 | Flapper Valve | 1999-12-03 |  | 1999-12-03 |  | Currently in Use | Other | 1000 | Fiberglass Double Walled | 1991-12-03 | Double-Walled Fiberglass | Suction (American)
9033431 | 1 | [5 empty] | Removed from Ground | Gas (Historical Use) | 1000 | Bare Steel | 1998-10-26 | Bare Steel | Suction (American)
9033431 | 2 | [5 empty] | Removed from Ground | Diesel | 1000 | Bare Steel | 1998-10-26 | Bare Steel | Safe Suction (Euro)
9033433 | 1 | [5 empty] | Removed from Ground | Gas (Historical Use) | 1000 | Marked Unknown | 1998-11-11 | Unknown | Safe Suction (Euro)
9033433 | 2 | [5 empty] | Removed from Ground | Diesel | 1000 | Marked Unknown | 1998-11-11 | Unknown | Safe Suction (Euro)
9033434 | 1 | Ball Float | 1995-08-02 |  | 1995-08-02 |  | Currently in Use | Gas (Historical Use) | 12000 | Composite | 1995-08-02 | Double Walled | Pressurized
9033434 | 2 | Ball Float | 1995-08-02 |  | 1995-08-02 |  | Currently in Use | Gas (Historical Use) | 8000 | Composite | 1994-11-27 | Double Walled | Pressurized
9033435 | 1 |  | 1990-12-01 |  | 1990-12-01 |  | Removed from Ground | Gas (Historical Use) | 10000 | Bare Steel | 1977-02-01 | Unknown | Suction (American)
9033435 | 2 |  | 1990-12-01 |  | 1990-12-01 |  | Removed from Ground | Gas (Historical Use) | 8086 | Bare Steel | 1977-02-01 | Unknown | Suction (American)
9033435 | 3 |  | 1990-12-01 |  | 1990-12-01 |  | Removed from Ground | Gas (Historical Use) | 6110 | Bare Steel | 1977-02-01 | Unknown | Suction (American)
9033435 | 4 |  | 1990-12-01 |  | 1990-12-01 |  | Removed from Ground | Diesel | 6110 | Bare Steel | 1977-02-01 | Unknown | Suction (American)
9033435 | 5 | [5 empty] | Removed from Ground | Other | 550 | Not Marked/Unknown | 1996-05-01 | Not Marked
9033438 | 1 | Ball Float | 1990-09-01 |  | 1990-09-01 |  | Currently in Use | Gas (Historical Use) | 10000 | Fiberglass | 1990-09-01 | Fiberglass Reinforced Plastic | Pressurized
9033438 | 2 | Ball Float | 1990-09-01 |  | 1990-09-01 |  | Currently in Use | Gas (Historical Use) | 10000 | Fiberglass | 1990-09-01 | Fiberglass Reinforced Plastic | Pressurized
9033438 | 3 | Ball Float | 1990-09-01 |  | 1990-09-01 |  | Currently in Use | Gas (Historical Use) | 10000 | Fiberglass | 1990-09-01 | Fiberglass Reinforced Plastic | Pressurized
9033440 | 1 | Ball Float | 1989-01-01 | no | 1989-01-01 | no | Currently in Use | Regular | 10000 | Galvanic (STIP-3) | 1989-01-01 | Double-Walled Fiberglass | Pressurized
9033440 | 2 | Ball Float | 1989-01-01 | no | 1989-01-01 | no | Currently in Use | Premium | 10000 | Galvanic (STIP-3) | 1989-01-01 | Double-Walled Fiberglass | Pressurized
9033440 | 3 | Ball Float | 1989-01-01 | no | 1989-01-01 | no | Currently in Use | Diesel | 10000 | Galvanic (STIP-3) | 1989-01-01 | Double-Walled Fiberglass | Pressurized
9033441 | 1 | Ball Float | 1998-12-01 |  | 1998-12-01 |  | Currently in Use | Gas (Historical Use) | 10000 | Galvanic (STIP-3) | 1998-12-01 | Double-Walled Fiberglass | Pressurized
9033441 | 2 | Ball Float | 1998-12-01 |  | 1998-12-01 |  | Currently in Use | Gas (Historical Use) | 10000 | Galvanic (STIP-3) | 1998-12-01 | Double-Walled Fiberglass | Pressurized
9033441 | 3 | Ball Float | 1998-12-01 |  | 1998-12-01 |  | Currently in Use | Gas (Historical Use) | 10000 | Galvanic (STIP-3) | 1998-12-01 | Fiberglass Reinforced Plastic | Pressurized
9033442 | 1 |  | 1998-04-02 |  | 1998-04-02 |  | Currently in Use | Gas (Historical Use) | 10000 | Cathodically Protected Steel | 1998-10-06 | Galvanized Steel | Pressurized
9033443 | 1 |  | 1999-08-01 |  | 1999-08-01 |  | Removed from Ground | Gas (Historical Use) | 6000 | Cathodically Protected Steel | 1999-08-30 | Fiberglass Reinforced Plastic | Pressurized
9033443 | 2 |  | 1999-08-01 |  | 1999-08-01 |  | Removed from Ground | Gas (Historical Use) | 6000 | Cathodically Protected Steel | 1999-08-30 | Fiberglass Reinforced Plastic | Pressurized
9033443 | 3 |  | 1999-08-01 |  | 1999-08-01 |  | Removed from Ground | Diesel | 2000 | Cathodically Protected Steel | 1999-08-30 | Fiberglass Reinforced Plastic | Pressurized
9033444 | 1 | Ball Float | 1988-01-01 | no | 1988-01-01 | no | Currently in Use | Gas (Historical Use) | 10000 | Steel-Impressed Current | 1988-08-24 | Fiberglass Reinforced Plastic | Pressurized
9033444 | 2 | Ball Float | 1988-01-01 | no | 1988-01-01 | no | Currently in Use | Gas (Historical Use) | 8000 | Steel-Impressed Current | 1998-08-24 | Fiberglass Reinforced Plastic | Pressurized
9033444 | 3 | Ball Float | 1988-01-01 | no | 1988-01-01 | no | Currently in Use | Diesel | 8000 | Steel-Impressed Current | 1988-08-24 | Fiberglass Reinforced Plastic | Pressurized
9033444 | 4 | Ball Float | 1988-01-01 | no | 1988-01-01 | no | Temporarily out of use | Diesel | 1000 | Steel-Impressed Current | 1988-08-24 | Fiberglass Reinforced Plastic | Suction (American)
9033445 | 210598 | [5 empty] | Removed from Ground | Gas (Historical Use) | 5000 | Cathodically Protected Steel | 1993-02-18 | Fiberglass Reinforced Plastic | Suction (American)
9033446 | DT-1 |  | 1998-08-28 |  | 1998-08-28 |  | Removed from Ground | Diesel | 10000 | Steel-Impressed Current | 1986-01-01 | Cathodically Protected | Safe Suction (Euro)
9033447 | 1 | [5 empty] | Removed from Ground | Diesel | 6000 | Bare Steel | 1980-01-01 | Unknown | Safe Suction (Euro)
9033447 | 2 | Flapper Valve | 1996-06-01 |  | 1996-06-01 |  | Currently in Use | Diesel | 10000 | Fiberglass Double Walled | 1996-05-30 | Double-Walled Flex | Pressurized
9033448 | 1 | [5 empty] | Currently in Use | Gas (Historical Use) | 6000 | Bare Steel | 1963-06-13 | Galvanized Steel | Pressurized
9033448 | 2 | [5 empty] | Currently in Use | Gas (Historical Use) | 8000 | Bare Steel | 1963-06-13 | Galvanized Steel | Pressurized
9033448 | 3 | [5 empty] | Currently in Use | Gas (Historical Use) | 6000 | Bare Steel | 1963-06-13 | Galvanized Steel | Pressurized
9033449 | 1 | Ball Float | 1995-07-17 | no | 1995-07-17 | no | Currently in Use | Diesel | 20000 | Galvanic (STIP-3) | 1995-07-01 | Fiberglass Reinforced Plastic | Pressurized
9033449 | 2 | Ball Float | 1995-07-17 |  | 1995-07-17 |  | Currently in Use | Diesel | 20000 | Galvanic (STIP-3) | 1995-07-17 | Fiberglass Reinforced Plastic | Pressurized
9033449 | 3 | Ball Float | 2003-08-18 | yes | 2003-08-18 | yes | Currently in Use | Used Oil | 2000 | Galvanic (STIP-3) | 1996-07-17 | Fiberglass Reinforced Plastic | Gravity Fed
9033449 | 4 | Ball Float | 2003-08-18 | yes | 2003-08-18 | yes | Currently in Use | Used Oil | 560 | Galvanic (STIP-3) | 1996-07-17 | Fiberglass Reinforced Plastic | Gravity Fed
9033450 | 1 |  | 1989-01-01 |  | 1989-01-01 |  | Removed from Ground | Diesel | 10000 | Double Walled | 1989-01-01 | Fiberglass Reinforced Plastic | Pressurized
9033451 | 1 | [5 empty] | Removed from Ground | Gas (Historical Use) | 1000 | Not Marked/Unknown | 1980-01-01 | Not Marked
9033452 | 1 |  | 1994-11-27 |  | 1994-11-27 |  | Currently in Use | Gas (Historical Use) | 10000 | Fiberglass | 1994-11-27 | Fiberglass Reinforced Plastic | Pressurized
9033460 | 1 | [5 empty] | Removed from Ground | Gas (Historical Use) | 8000 | Bare Steel | 1998-09-02 | Galvanized Steel
9033460 | 1EAST | [5 empty] | Removed from Ground | Diesel | 3000 | Bare Steel | 1998-12-01 | Galvanized Steel | Suction (American)
9033460 | 1SOUTH | [5 empty] | Removed from Ground | Diesel | 8000 | Bare Steel | 1998-12-01 | Not Marked | Suction (American)
9033460 | 1WEST | [5 empty] | Removed from Ground | Gas (Historical Use) | 8000 | Bare Steel | 1998-12-01 | Galvanized Steel | Suction (American)
9033460 | 2 | [5 empty] | Removed from Ground | Diesel | 8000 | Bare Steel | 1998-09-02 | Galvanized Steel
9033460 | 3 | Ball Float | 1999-03-01 |  | 1999-03-01 |  | Currently in Use | Diesel | 12000 | Epoxy Double-Walled | 1999-03-01 | Double-Walled Flex | Pressurized
9033461 | 1 |  |  | yes |  | yes | Removed from Ground | Used Oil | 550 | Marked Unknown | 1995-10-05 | Unknown
9033462 | 1 |  | 1997-08-01 |  | 1997-08-01 |  | Removed from Ground | Gas (Historical Use) | 10000 | Cathodically Protected Steel | 1999-11-10 | Fiberglass Reinforced Plastic | Suction (American)
9033462 | 2 |  | 1997-08-01 |  | 1997-08-01 |  | Removed from Ground | Diesel | 10000 | Cathodically Protected Steel | 1999-11-10 | Not Marked | Suction (American)
9033463 | 1 | Flapper Valve | 1988-09-15 | no | 1988-09-15 | no | Currently in Use | Gas (Historical Use) | 15000 | Fiberglass | 1988-06-01 | Double-Walled Fiberglass | Pressurized
9033463 | 2 | Ball Float | 1988-09-15 | no | 1988-09-15 | no | Currently in Use | Diesel | 15000 | Fiberglass | 1988-06-01 | Double-Walled Fiberglass | Pressurized
9033466 | 1 | [5 empty] | Removed from Ground | Gas (Historical Use) | 550 | Not Marked/Unknown | 1995-10-02 | Not Marked
9033466 | 2 | [5 empty] | Removed from Ground | Gas (Historical Use) | 550 | Not Marked/Unknown | 1995-10-02 | Not Marked
9033467 | 1 | [5 empty] | Removed from Ground | Diesel | 500 | Marked Unknown | 1995-10-30 | Unknown
9033469 | 1 | Ball Float | 1995-08-01 |  | 1995-08-01 |  | Removed from Ground | Diesel | 20000 | Fiberglass | 1995-08-01 | Double-Walled Fiberglass | Pressurized
9033469 | 2 | Ball Float | 1995-08-01 |  | 1995-08-01 |  | Removed from Ground | Diesel | 20000 | Fiberglass | 1995-08-01 | Double-Walled Fiberglass | Pressurized
9033469 | 3 | Ball Float | 1995-08-01 |  | 1995-08-01 |  | Removed from Ground | Diesel | 20000 | Fiberglass | 1995-08-01 | Double-Walled Fiberglass | Pressurized
9033469 | 4 | Ball Float | 1995-08-01 |  | 1995-08-01 |  | Removed from Ground | Gas (Historical Use) | 10000 | Fiberglass | 1995-08-01 | Double-Walled Fiberglass | Pressurized
9033469 | 5 | Ball Float | 1995-08-01 |  | 1995-08-01 |  | Removed from Ground | Gas (Historical Use) | 10000 | Fiberglass | 1995-08-01 | Double-Walled Fiberglass | Pressurized
9033469 | 6 | Ball Float | 1995-08-01 |  | 1995-08-01 |  | Removed from Ground | Gas (Historical Use) | 10000 | Fiberglass | 1995-08-01 | Double-Walled Fiberglass | Pressurized
9033470 | 1 | Ball Float | 1995-11-01 |  | 1995-11-01 |  | Currently in Use | Gas (Historical Use) | 12000 | Fiberglass | 1995-11-01 | Double-Walled Flex | Pressurized
9033470 | 2 | Ball Float | 1995-11-01 |  | 1995-11-01 |  | Currently in Use | Gas (Historical Use) | 12000 | Fiberglass | 1995-11-01 | Double-Walled Flex | Pressurized
9033470 | 3 | Ball Float | 1995-11-01 |  | 1995-11-01 |  | Currently in Use | Diesel | 8000 | Fiberglass | 1995-11-01 | Double-Walled Flex | Pressurized
9033471 | 1 | Flapper Valve | 1998-02-02 |  |  |  | Removed from Ground | Gas (Historical Use) | 3000 | Galvanic (STIP-3) | 1989-10-03 | Galvanized Steel | Suction (American)
9033473 | 1 | Ball Float | 1996-01-01 | no | 1996-01-01 | no | Currently in Use | Regular | 12000 | Epoxy | 1995-12-08 | Double-Walled Fiberglass | Pressurized
9033473 | 2 | Ball Float | 1996-01-01 | no | 1996-01-01 | no | Currently in Use | Premium | 12000 | Epoxy | 1995-12-08 | Double-Walled Fiberglass | Pressurized
9033473 | 3 | Ball Float | 1996-01-01 | no | 1996-01-01 | no | Currently in Use | Diesel | 8000 | Epoxy | 2003-11-01 | Double-Walled Fiberglass | Pressurized
9033474 | 759191 | Flapper Valve | 1999-08-25 |  | 1999-08-25 |  | Currently in Use | Diesel | 15000 | Fiberglass Double Walled | 1999-08-25 | Double-Walled Fiberglass | Pressurized
9033474 | 759272 | Flapper Valve | 1999-08-25 |  | 1999-08-25 |  | Currently in Use | Diesel | 15000 | Fiberglass Double Walled | 1999-08-25 | Double-Walled Fiberglass | Pressurized
9033475 | 1 | Ball Float | 1995-01-01 |  | 1995-01-01 |  | Currently in Use | Gas (Historical Use) | 15000 | Fiberglass | 1995-05-01 | Fiberglass Reinforced Plastic | Pressurized
9033475 | 2 | Ball Float | 1995-01-01 |  | 1995-01-01 |  | Currently in Use | Gas (Historical Use) | 8000 | Fiberglass | 1995-05-01 | Fiberglass Reinforced Plastic | Pressurized
9033478 | 1 |  | 1995-12-20 |  | 1995-12-20 |  | Currently in Use | Gas (Historical Use) | 10000 | Fiberglass | 1995-12-01 | Copper | Pressurized
9033478 | 2 |  | 1995-12-20 |  | 1995-12-20 |  | Currently in Use | Gas (Historical Use) | 10000 | Fiberglass | 1995-12-01 | Fiberglass Reinforced Plastic | Pressurized
9033478 | 3 |  | 1995-12-20 |  | 1995-12-20 |  | Currently in Use | Gas (Historical Use) | 10000 | Fiberglass | 1995-12-01 | Fiberglass Reinforced Plastic | Pressurized
9033480 | 1 | [5 empty] | Removed from Ground | Kerosene | 1000 | Not Marked/Unknown | 1996-07-15 | Not Marked
9033485 | 1 | Flapper Valve | 1999-01-01 | yes | 1999-01-01 | yes | Currently in Use | Gas (Historical Use) | 6000 | Steel-Impressed Current | 1999-01-01 | Fiberglass Reinforced Plastic | Pressurized
9033485 | 2 | Flapper Valve | 1999-01-01 | yes | 1999-01-01 | yes | Currently in Use | Gas (Historical Use) | 6000 | Steel-Impressed Current | 1999-01-01 | Fiberglass Reinforced Plastic | Pressurized
9033485 | 3 | Flapper Valve | 1999-01-01 | yes | 1999-01-01 | yes | Currently in Use | Gas (Historical Use) | 3000 | Steel-Impressed Current | 1999-01-01 | Fiberglass Reinforced Plastic | Pressurized
9033486 | 1 | Ball Float | 1996-04-09 |  | 1996-04-09 |  | Currently in Use | Gas (Historical Use) | 12000 | Fiberglass | 1996-04-09 | Double-Walled Fiberglass | Pressurized
9033486 | 2 | Ball Float | 1996-04-09 |  | 1996-04-09 |  | Currently in Use | Gas (Historical Use) | 10000 | Fiberglass | 1996-04-09 | Double-Walled Fiberglass | Pressurized
9033486 | 3 | Ball Float | 1996-04-09 |  | 1996-04-09 |  | Currently in Use | Diesel | 6000 | Fiberglass | 1996-04-09 | Double-Walled Fiberglass | Pressurized
9033487 | 1 | [5 empty] | Removed from Ground | Diesel | 12000 | Not Marked/Unknown | 1996-06-27 | Not Marked
9033487 | 2 | [5 empty] | Removed from Ground | Gas (Historical Use) | 12000 | Not Marked/Unknown | 1996-06-27 | Not Marked
9033488 | 1 | [5 empty] | Removed from Ground | Empty | 10000 | Not Marked/Unknown | 1996-06-01 | Not Marked
9033488 | 2 | [5 empty] | Removed from Ground | Empty | 3000 | Not Marked/Unknown | 1996-06-01 | Not Marked
9033489 | 1 |  | 1996-05-01 |  | 1996-05-01 |  | Removed from Ground | Diesel | 12000 | Composite | 1996-05-01 | Fiberglass Reinforced Plastic | Pressurized
9033490 | 1-UNL | Ball Float | 1995-08-01 |  | 1995-08-01 |  | Currently in Use | Gas (Historical Use) | 12000 | Composite | 1995-08-01 | Double-Walled Fiberglass | Pressurized
9033490 | 2-SUP | Ball Float | 1995-08-01 |  | 1995-08-01 |  | Currently in Use | Gas (Historical Use) | 8000 | Composite | 1995-08-01 | Double-Walled Fiberglass | Pressurized
9033490 | 3-DSL | Ball Float | 1995-08-01 |  | 1995-08-01 |  | Currently in Use | Gas (Historical Use) | 6000 | Composite | 1995-08-01 | Double-Walled Fiberglass | Pressurized
9033491 | 1 | [5 empty] | Removed from Ground | Gas (Historical Use) | 550 | Not Marked/Unknown | 1996-03-11 | Not Marked
9033491 | 2 | [5 empty] | Removed from Ground | Gas (Historical Use) | 550 | Not Marked/Unknown | 1996-03-11 | Not Marked
9033491 | 3 | [5 empty] | Removed from Ground | Diesel | 550 | Not Marked/Unknown | 1996-05-11 | Not Marked
9033492 | 1 |  | 1995-12-01 |  | 1995-12-01 |  | Currently in Use | Gas (Historical Use) | 15000 | Double Walled | 1995-12-01 | Fiberglass Reinforced Plastic | Pressurized
9033492 | 2 |  | 1995-12-01 |  | 1995-12-01 |  | Currently in Use | Diesel | 15000 | Double Walled | 1995-12-01 | Fiberglass Reinforced Plastic | Pressurized
9033493 | 1 |  | 1995-11-17 |  | 1995-11-17 |  | Removed from Ground | Gas (Historical Use) | 12000 | Fiberglass | 1995-11-17 | Flex | Pressurized
9033493 | 2 | Overfill Alarm | 1995-11-17 |  | 1995-11-17 |  | Removed from Ground | Gas (Historical Use) | 12000 | Fiberglass | 1995-11-17 | Flex | Pressurized
9033493 | 3 | Overfill Alarm | 1995-11-17 |  | 1995-11-17 |  | Removed from Ground | Gas (Historical Use) | 12000 | Fiberglass | 1995-11-17 | Flex | Pressurized
9033495 | 1 | [5 empty] | Removed from Ground | Diesel | 10000 | Bare Steel | 1987-01-01 | Galvanized Steel | Suction (American)
9033496 | 1 | [5 empty] | Removed from Ground | Gas (Historical Use) | 2000 | Not Marked/Unknown | 1996-09-03 | Not Marked
9033496 | 2 | [5 empty] | Removed from Ground | Gas (Historical Use) | 2000 | Not Marked/Unknown | 1996-09-03 | Not Marked
9033497 | 1 | [5 empty] | Removed from Ground | Gas (Historical Use) | 4000 | Not Marked/Unknown | 1996-08-27 | Not Marked
9033497 | 2 | [5 empty] | Removed from Ground | Gas (Historical Use) | 4000 | Not Marked/Unknown | 1996-08-27 | Not Marked
9033497 | 3 | [5 empty] | Removed from Ground | Gas (Historical Use) | 3000 | Not Marked/Unknown | 1996-08-27 | Not Marked
9033497 | 4 | [5 empty] | Removed from Ground | Gas (Historical Use) | 2000 | Not Marked/Unknown | 1996-08-27 | Not Marked
9033497 | 5 | [5 empty] | Removed from Ground | Gas (Historical Use) | 2000 | Not Marked/Unknown | 1996-08-27 | Not Marked
9033497 | 6 | [5 empty] | Removed from Ground | Other | 1000 | Not Marked/Unknown | 1996-08-27 | Not Marked
9033497 | 7 | [5 empty] | Removed from Ground | Other | 1000 | Not Marked/Unknown | 1996-08-27 | Not Marked
9033497 | 8 | [5 empty] | Removed from Ground | Other | 560 | Not Marked/Unknown | 1996-08-27 | Not Marked
9033498 | 1 | [5 empty] | Removed from Ground | Gas (Historical Use) | 1000 | Not Marked/Unknown | 1996-10-01 | Not Marked
9033498 | 2 | [5 empty] | Removed from Ground | Diesel | 1000 | Not Marked/Unknown | 1996-10-01 | Not Marked
9033499 | 1 | [5 empty] | Removed from Ground | Gas (Historical Use) | 1000 | Not Marked/Unknown | 1996-10-10 | Not Marked
9033502 | 1 | [5 empty] | Removed from Ground | Gas (Historical Use) | 8000 | Bare Steel | 1989-12-01 | Not Marked
9033502 | 2 |  | 1989-12-01 |  | 1989-12-01 |  | Removed from Ground | Gas (Historical Use) | 8000 | Double Walled | 1989-12-01 | Galvanized Steel | Safe Suction (Euro)
9033506 | 1 |  | 1998-07-01 |  | 1998-07-01 |  | Currently in Use | Diesel | 550 | Steel-Impressed Current | 1989-01-01 | Steel/FG Secondary containment | Safe Suction (Euro)
9033506 | 2 |  | 1998-07-01 |  | 1998-07-01 |  | Currently in Use | Diesel | 550 | Fiberglass | 1989-01-01 | Steel/FG Secondary containment | Safe Suction (Euro)
9033507 | 1 | Ball Float | 1996-06-20 |  | 1996-06-20 |  | Currently in Use | Gas (Historical Use) | 12000 | Composite | 1996-06-20 | Double-Walled Fiberglass | Pressurized
9033507 | 2A | Ball Float | 1996-06-20 |  | 1996-06-20 |  | Currently in Use | Gas (Historical Use) | 6000 | Composite | 1996-06-20 | Double-Walled Fiberglass | Pressurized
9033507 | 2B | Ball Float | 1996-06-20 |  | 1996-06-20 |  | Currently in Use | Gas (Historical Use) | 6000 | Composite | 1996-06-20 | Double-Walled Fiberglass | Pressurized
9033507 | 3 | Ball Float | 1996-06-20 |  | 1996-06-20 |  | Currently in Use | Diesel | 2000 | Composite | 1996-06-20 | Double-Walled Fiberglass | Safe Suction (Euro)
9033508 | 1 | Ball Float | 1996-10-30 |  | 1996-10-30 |  | Currently in Use | Gas (Historical Use) | 10000 | Fiberglass Double Walled | 1996-10-29 | Double-Walled Flex | Pressurized
9033508 | 2 | Ball Float | 1996-10-30 |  | 1996-10-30 |  | Currently in Use | Gas (Historical Use) | 10000 | Fiberglass Double Walled | 1996-10-29 | Double-Walled Flex | Pressurized
9033508 | 3 | Ball Float | 1996-10-30 |  | 1996-10-30 |  | Currently in Use | Gas (Historical Use) | 10000 | Fiberglass Double Walled | 1996-10-29 | Double-Walled Flex | Pressurized
9033509 | 1 | Overfill Alarm | 1996-10-01 |  | 1996-10-01 |  | Currently in Use | Gas (Historical Use) | 12000 | Fiberglass Double Walled | 1996-10-01 | Double-Walled Fiberglass | Pressurized
9033509 | 2 | Overfill Alarm | 1996-10-01 |  | 1996-10-01 |  | Currently in Use | Gas (Historical Use) | 12000 | Fiberglass Double Walled | 1996-10-01 | Double-Walled Fiberglass | Pressurized
9033509 | 3 | Overfill Alarm | 1996-10-01 |  | 1996-10-01 |  | Currently in Use | Diesel | 12000 | Fiberglass Double Walled | 1996-10-01 | Double-Walled Fiberglass | Pressurized
9033510 | 6001 | Ball Float | 1996-10-01 |  | 1996-10-01 |  | Currently in Use | Gas (Historical Use) | 15000 | Composite | 1996-10-01 | Double-Walled Flex | Pressurized
9033510 | 6003 | Ball Float | 1996-10-01 |  | 1996-10-01 |  | Currently in Use | Gas (Historical Use) | 12000 | Composite | 1996-10-01 | Double-Walled Flex | Pressurized
9033510 | N900924 | Ball Float | 2004-07-01 | no | 2004-07-01 | no | Currently in Use | Diesel | 4000 | Composite | 2004-07-01 | Double-Walled Flex | Pressurized
9033511 | 1 |  | 1998-06-04 | no | 1998-06-04 | no | Closed in Ground | Diesel | 5000 | Steel-Impressed Current | 1988-03-21 | Steel (Impressed Current) | Suction (American)
9033512 | 1 |  |  | yes |  | yes | Removed from Ground | Used Oil | 1000 | Not Marked/Unknown | 1997-04-04 | Not Marked
9033513 | 1 | Ball Float | 1997-04-01 |  | 1997-04-01 |  | Removed from Ground | Gas (Historical Use) | 12000 | Fiberglass | 1987-04-04 | Fiberglass Reinforced Plastic | Pressurized
9033513 | 2 | Ball Float | 1997-04-01 |  | 1997-04-01 |  | Removed from Ground | Gas (Historical Use) | 10000 | Fiberglass | 1987-04-01 | Fiberglass Reinforced Plastic | Pressurized
9033514 | 1 | Overfill Alarm | 1997-03-01 |  | 1997-03-01 |  | Currently in Use | Gas (Historical Use) | 15000 | Fiberglass | 1997-03-01 | Double-Walled Fiberglass | Pressurized
9033514 | 2 | Overfill Alarm | 1997-03-01 |  | 1997-03-01 |  | Currently in Use | Gas (Historical Use) | 15000 | Fiberglass | 1997-03-01 | Double-Walled Fiberglass | Pressurized
9033514 | 3 | Overfill Alarm | 1997-03-01 |  | 1997-03-01 |  | Currently in Use | Diesel | 10000 | Fiberglass | 1997-03-01 | Double-Walled Fiberglass | Pressurized
9033515 | 1 | [5 empty] | Removed from Ground | Diesel | 5000 | Bare Steel | 1994-01-01 | Bare Steel | Safe Suction (Euro)
9033517 | 1 | [5 empty] | Removed from Ground | Gas (Historical Use) | 560 | Bare Steel | 1958-07-20 | Galvanized Steel | Safe Suction (Euro)
9033518 | 1 | Overfill Alarm | 1996-11-15 | no | 1996-11-15 | no | Currently in Use | Gas (Historical Use) | 12000 | Fiberglass | 1996-11-13 | Double-Walled Fiberglass | Pressurized
9033518 | 2 | Overfill Alarm | 1996-11-15 | no | 1996-11-15 | no | Currently in Use | Gas (Historical Use) | 12000 | Fiberglass | 1996-11-13 | Double-Walled Fiberglass | Pressurized
9033518 | 3 |  | 1996-11-15 | no | 1996-11-15 | no | Currently in Use | Gas (Historical Use) | 12000 | Fiberglass | 1996-11-13 | Double-Walled Fiberglass | Pressurized
9033519 | 718226 | Ball Float | 1997-05-23 |  | 1997-05-23 |  | Removed from Ground | Gas (Historical Use) | 10000 | Double Walled | 1997-04-23 | Double Walled | Pressurized
9033519 | 718234 | Ball Float | 1997-05-23 |  | 1997-05-23 |  | Removed from Ground | Gas (Historical Use) | 10000 | Double Walled | 1997-04-23 | Double Walled | Pressurized
9033519 | 718240 | Ball Float | 1997-05-23 |  | 1997-05-23 |  | Removed from Ground | Gas (Historical Use) | 10000 | Double Walled | 1997-04-23 | Double Walled | Pressurized
9033520 | 1 | [5 empty] | Removed from Ground | Other | 3000 | Not Marked/Unknown | 1997-08-01 | Not Marked
9033520 | 2 | [5 empty] | Removed from Ground | Other | 3000 | Not Marked/Unknown | 1997-08-01 | Not Marked
9033520 | 3 | [5 empty] | Removed from Ground | Other | 3000 | Not Marked/Unknown | 1997-08-01 | Not Marked
9033520 | 4 | [5 empty] | Removed from Ground | Other | 3000 | Not Marked/Unknown | 1997-08-01 | Not Marked
9033520 | 5 |  |  | yes |  | yes | Removed from Ground | Used Oil | 3000 | Not Marked/Unknown | 1997-08-01 | Not Marked
9033521 | 1111 |  | 1997-06-02 |  | 1997-06-02 |  | Currently in Use | Gas (Historical Use) | 15000 | Composite Double Walled | 1997-06-02 | Double-Walled Fiberglass | Pressurized
9033521 | 1143 |  | 1997-06-02 |  | 1997-06-02 |  | Currently in Use | Gas (Historical Use) | 12000 | Composite Double Walled | 1997-06-02 | Double-Walled Fiberglass | Pressurized
9033521 | 1144 |  | 1997-06-02 |  | 1997-06-02 |  | Currently in Use | Gas (Historical Use) | 12000 | Composite Double Walled | 1997-06-02 | Double-Walled Fiberglass | Pressurized
9033522 | 1 | [5 empty] | Removed from Ground | Gas (Historical Use) | 1000 | Not Marked/Unknown | 1997-08-01 | Not Marked
9033522 | 2 | [5 empty] | Removed from Ground | Gas (Historical Use) | 4000 | Not Marked/Unknown | 1997-08-01 | Not Marked
9033522 | 3 | [5 empty] | Removed from Ground | Gas (Historical Use) | 4000 | Not Marked/Unknown | 1997-08-01 | Not Marked
9033522 | 4 | [5 empty] | Removed from Ground | Diesel | 4000 | Not Marked/Unknown | 1997-08-01 | Not Marked
9033522 | 5 |  |  | yes |  | yes | Removed from Ground | Used Oil | 4000 | Not Marked/Unknown | 1997-08-01 | Not Marked
9033523 | 1 | [5 empty] | Removed from Ground | Diesel | 550 | Bare Steel | 1997-12-08 | Bare Steel
9033523 | 2 | [5 empty] | Removed from Ground | Gas (Historical Use) | 8000 | Bare Steel | 1997-12-08 | Bare Steel
9033523 | 3 | [5 empty] | Removed from Ground | Gas (Historical Use) | 8000 | Bare Steel | 1997-12-08 | Bare Steel
9033523 | 4 |  |  | yes |  | yes | Removed from Ground | Used Oil | 550 | Bare Steel | 1997-12-08 | Bare Steel
9033524 | 1 | Overfill Alarm | 1996-05-30 |  | 1996-05-30 |  | Temporarily out of use | Gas (Historical Use) | 12000 | Fiberglass | 1996-05-30 | Double-Walled Fiberglass | Pressurized
9033524 | 2 | Overfill Alarm | 1996-05-30 |  | 1996-05-30 |  | Temporarily out of use | Gas (Historical Use) | 8000 | Fiberglass | 1996-05-30 | Double-Walled Fiberglass | Pressurized
9033524 | 3 |  | 2007-01-01 | yes | 1996-01-01 | yes | Temporarily out of use | Used Oil | 500 | Fiberglass | 1996-05-30 | Not Marked
9033525 | 1 |  |  | yes |  | yes | Removed from Ground | Used Oil | 500 | Double Walled | 1997-10-16 | Double Walled | Gravity Fed
9033526 | 1 | [5 empty] | Removed from Ground | Gas (Historical Use) | 0 | Not Marked/Unknown |  | Not Marked
9033526 | 2 | Ball Float | 1998-02-01 |  | 1998-02-01 |  | Currently in Use | Gas (Historical Use) | 10000 | Fiberglass | 1998-02-01 | Double-Walled Fiberglass | Pressurized
9033526 | 3 | Ball Float | 1998-02-01 |  | 1998-02-01 |  | Currently in Use | Gas (Historical Use) | 12000 | Fiberglass | 1998-02-01 | Double-Walled Fiberglass | Pressurized
9033526 | 4 | Ball Float | 1998-02-01 |  | 1998-02-01 |  | Currently in Use | Diesel | 6000 | Fiberglass | 1998-02-01 | Double-Walled Fiberglass | Pressurized
9033527 | 1 |  | 1997-01-01 |  | 1997-01-01 |  | Currently in Use | Diesel | 20000 | Fiberglass Double Walled | 1997-01-01 | Fiberglass Reinforced Plastic | Pressurized
9033528 | 1 |  | 1998-01-07 |  | 1998-01-07 |  | Removed from Ground | Gas (Historical Use) | 15000 | Fiberglass | 1998-01-07 | Double Walled | Pressurized
9033528 | 2 |  | 1998-01-07 |  | 1998-01-07 |  | Removed from Ground | Gas (Historical Use) | 10000 | Fiberglass | 1998-01-07 | Double Walled | Pressurized
9033529 | 1 |  | 1988-03-28 |  | 1988-03-28 |  | Removed from Ground | Gas (Historical Use) | 8000 | Cathodically Protected Steel | 1988-06-01 | Fiberglass Reinforced Plastic | Pressurized
9033529 | 2 |  | 1988-03-28 |  | 1999-03-28 |  | Removed from Ground | Gas (Historical Use) | 8000 | Cathodically Protected Steel | 1988-06-01 | Fiberglass Reinforced Plastic | Pressurized
9033530 | 1 | [5 empty] | Removed from Ground | Gas (Historical Use) | 3000 | Not Marked/Unknown | 1998-02-01 | Not Marked
9033530 | 2 | [5 empty] | Removed from Ground | Gas (Historical Use) | 3000 | Not Marked/Unknown | 1998-02-01 | Not Marked
9033530 | 3 | [5 empty] | Removed from Ground | Diesel | 3000 | Not Marked/Unknown | 1998-02-01 | Not Marked
9033530 | 4 | [5 empty] | Removed from Ground | Kerosene | 3000 | Not Marked/Unknown | 1998-02-01 | Not Marked
9033531 | 1 | Ball Float | 1997-08-19 |  | 1997-08-19 |  | Currently in Use | Gas (Historical Use) | 12000 | Fiberglass | 1997-07-01 | Double-Walled Fiberglass | Pressurized
9033531 | 2 | Ball Float | 1997-08-19 |  | 1997-08-19 |  | Currently in Use | Gas (Historical Use) | 10000 | Fiberglass | 1997-07-01 | Double-Walled Fiberglass | Pressurized
9033532 | 1 | Flapper Valve | 1991-05-01 | no | 1991-05-01 | no | Currently in Use | Diesel | 15000 | Composite | 1991-05-06 | Double-Walled Fiberglass | Pressurized
9033533 | 1 |  |  | yes |  | yes | Removed from Ground | Used Oil | 1000 | Bare Steel | 1998-04-15 | Bare Steel
9033533 | 2 |  |  | yes |  | yes | Removed from Ground | Used Oil | 500 | Bare Steel | 1998-04-15 | Bare Steel
9033534 | 1 | [5 empty] | Removed from Ground | Diesel | 1000 | Bare Steel | 1998-03-06 | Bare Steel
9033536 | 1 | Ball Float | 1995-11-01 |  | 1995-11-01 |  | Currently in Use | Gas (Historical Use) | 10000 | Fiberglass | 1995-11-01 | Double-Walled Flex | Pressurized
9033536 | 2 | Ball Float | 1995-11-01 |  | 1995-11-01 |  | Currently in Use | Gas (Historical Use) | 10000 | Fiberglass | 1995-11-01 | Double-Walled Flex | Pressurized
9033536 | 3 | Ball Float | 1995-11-01 |  | 1995-11-01 |  | Currently in Use | Diesel | 10000 | Fiberglass | 1995-11-01 | Double-Walled Flex | Pressurized
9033537 | 1 | [5 empty] | Removed from Ground | Gas (Historical Use) | 5000 | Marked Unknown | 1971-01-01 | Unknown
9033537 | 2 | [5 empty] | Removed from Ground | Gas (Historical Use) | 4000 | Marked Unknown | 1971-01-01 | Unknown
9033538 | 1 | [5 empty] | Removed from Ground | Gas (Historical Use) | 550 | Not Marked/Unknown | 1998-05-06 | Not Marked
9033539 | 1 |  | 1998-01-01 |  | 1998-01-01 |  | Removed from Ground | Gas (Historical Use) | 15000 | Composite | 1998-01-01 | Fiberglass Reinforced Plastic | Pressurized
9033539 | 2 |  | 1998-01-01 |  | 1998-01-01 |  | Removed from Ground | Gas (Historical Use) | 12000 | Composite | 1998-01-01 | Fiberglass Reinforced Plastic | Pressurized
9033539 | 3 |  | 1998-01-01 |  | 1998-01-01 |  | Removed from Ground | Diesel | 8000 | Composite | 1998-01-01 | Fiberglass Reinforced Plastic | Pressurized
9033540 | 1 |  |  | yes |  | yes | Removed from Ground | Used Oil | 1000 | Bare Steel | 1998-04-27 | Bare Steel
9033541 | 1 |  | 1998-05-01 |  | 1998-05-01 |  | Currently in Use | Gas (Historical Use) | 15000 | Epoxy | 1998-05-01 | Double-Walled Flex | Pressurized
9033541 | 2 |  | 1998-05-01 |  | 1998-05-01 |  | Currently in Use | Gas (Historical Use) | 12000 | Epoxy | 1998-05-01 | Double-Walled Flex | Pressurized
9033542 | 1 | [5 empty] | Removed from Ground | Diesel | 2000 | Not Marked/Unknown | 1998-07-07 | Not Marked
9033543 | 1 | [5 empty] | Removed from Ground | Gas (Historical Use) | 10000 | Not Marked/Unknown | 1998-07-06 | Not Marked
9033543 | 2 | [5 empty] | Removed from Ground | Gas (Historical Use) | 10000 | Not Marked/Unknown | 1998-07-06 | Not Marked
9033543 | 3 | [5 empty] | Removed from Ground | Gas (Historical Use) | 5000 | Not Marked/Unknown | 1998-07-06 | Not Marked
9033543 | 4 | [5 empty] | Removed from Ground | Other | 500 | Not Marked/Unknown | 1998-07-06 | Not Marked
9033544 | 1 | [5 empty] | Removed from Ground | Gas (Historical Use) | 10000 | Not Marked/Unknown | 1998-09-22 | Not Marked
9033544 | 2 | [5 empty] | Removed from Ground | Gas (Historical Use) | 10000 | Not Marked/Unknown | 1998-09-22 | Not Marked
9033546 | 1 | [5 empty] | Removed from Ground | Kerosene | 500 | Not Marked/Unknown | 1998-06-09 | Not Marked
9033546 | 2 | [5 empty] | Removed from Ground | Kerosene | 500 | Not Marked/Unknown | 1998-06-09 | Not Marked
9033549 | 1 | Ball Float | 1998-04-20 | no | 1998-04-20 | no | Currently in Use | Gas (Historical Use) | 10000 | Fiberglass Double Walled | 1998-04-02 | Double-Walled Flex | Pressurized
9033549 | 1 | Ball Float | 1998-04-20 | no | 1998-04-20 | no | Currently in Use | Gas (Historical Use) | 10000 | Fiberglass Double Walled | 1998-04-02 | Double-Walled Fiberglass | Pressurized
9033549 | 2 | Ball Float | 1998-04-20 | no | 1998-04-20 | no | Currently in Use | Gas (Historical Use) | 10000 | Fiberglass Double Walled | 1998-04-02 | Double-Walled Flex | Pressurized
9033549 | 3 | Ball Float | 1998-04-20 | no | 1998-04-20 | no | Currently in Use | Gas (Historical Use) | 10000 | Fiberglass Double Walled | 1998-04-02 | Double-Walled Flex | Pressurized
9033549 | 5 | Flapper Valve | 2017-03-03 | no |  | no | Currently in Use |  |  | Composite Double Walled | 2017-03-03 | Double-Walled Fiberglass | Pressurized
9033550 | 1 | Ball Float | 1998-07-01 | no | 1998-07-01 | no | Currently in Use | Diesel | 4000 | Galvanic (STIP-3) | 1998-07-01 | Double-Walled Fiberglass | Suction (American)
9033551 | 1 | Flapper Valve | 1998-03-11 |  | 1998-03-11 |  | Currently in Use | Gas (Historical Use) | 5000 | Galvanic (STIP-3) | 1988-01-01 | Fiberglass Reinforced Plastic | Pressurized
9033551 | 2 | Flapper Valve | 1998-03-11 | no | 1998-03-11 | no | Currently in Use | Gas (Historical Use) | 5000 | Galvanic (STIP-3) | 1988-01-01 | Fiberglass Reinforced Plastic | Pressurized
9033551 | 3 | Flapper Valve | 1998-03-11 |  | 1998-03-11 |  | Currently in Use | Gas (Historical Use) | 5000 | Galvanic (STIP-3) | 1988-01-01 | Fiberglass Reinforced Plastic | Pressurized
9033552 | 1 | Ball Float | 1998-07-01 | no | 1998-07-01 | no | Currently in Use | Diesel | 2000 | Fiberglass | 1997-09-12 | Double-Walled Fiberglass | Suction (American)
9033553 | 1 | Ball Float | 1997-09-12 | no | 1998-09-12 | no | Currently in Use | Regular | 12000 | Fiberglass | 1997-09-12 | Fiberglass Reinforced Plastic | Pressurized
9033553 | 2 |  | 1997-09-12 | no | 1998-09-12 | no | Currently in Use | Diesel | 12000 | Fiberglass | 1997-09-12 | Fiberglass Reinforced Plastic | Pressurized
9033553 | 3 | Flapper Valve | 2004-06-23 | yes | 1998-09-10 | yes | Currently in Use | Used Oil | 1000 | Fiberglass | 1997-09-12 | Fiberglass Reinforced Plastic | Suction (American)
9033553 | 4 |  | 1997-09-10 | no | 1998-09-10 | no | Currently in Use | New Oil | 1000 | Fiberglass | 1997-09-10 |  | Suction (American)
9033553 | 5 | Flapper Valve | 1997-09-10 | no | 1998-09-10 | no | Currently in Use |  | 1000 | Fiberglass | 1997-09-10 | Fiberglass Reinforced Plastic | Suction (American)
9033553 | 6 | Flapper Valve | 1997-09-10 | no | 1998-09-10 | no | Currently in Use |  | 1000 | Tank Jacket | 1997-09-10 | Fiberglass Reinforced Plastic | Suction (American)
9033554 | 1 | [5 empty] | Removed from Ground | Gas (Historical Use) | 500 | Not Marked/Unknown | 1998-10-01 | Not Marked
9033554 | 2 | [5 empty] | Removed from Ground | Gas (Historical Use) | 500 | Not Marked/Unknown | 1998-10-01 | Not Marked
9033554 | 3 | [5 empty] | Removed from Ground | Gas (Historical Use) | 2000 | Not Marked/Unknown | 1998-10-01 | Not Marked
9033554 | 4 | [5 empty] | Removed from Ground | Gas (Historical Use) | 250 | Not Marked/Unknown | 1998-10-01 | Not Marked
9033555 | 1 | Overfill Alarm | 1998-04-10 | no | 1998-04-10 | no | Currently in Use | Diesel | 20000 | Fiberglass Double Walled | 1998-04-10 | Double-Walled Fiberglass | Pressurized
9033555 | 2 | Overfill Alarm | 1998-04-10 | no | 1998-04-10 | no | Currently in Use | Diesel | 20000 | Fiberglass Double Walled | 1998-04-10 | Double-Walled Fiberglass | Pressurized
9033556 | 1 |  | 1998-03-24 |  | 1998-03-24 | yes | Currently in Use | Gas (Historical Use) | 15000 | Fiberglass Double Walled | 1998-03-24 | Fiberglass Reinforced Plastic | Pressurized
9033556 | 2 |  | 1998-03-24 |  | 1998-03-24 | yes | Currently in Use | Gas (Historical Use) | 15000 | Fiberglass Double Walled | 1998-03-24 | Fiberglass Reinforced Plastic | Pressurized
9033559 | 1 | Ball Float | 1998-06-01 |  | 1998-06-01 |  | Currently in Use | Gas (Historical Use) | 10000 | Fiberglass Double Walled | 1998-06-01 | Double-Walled Flex | Pressurized
9033559 | 2 | Ball Float | 1998-06-01 |  | 1998-06-01 |  | Currently in Use | Gas (Historical Use) | 10000 | Fiberglass Double Walled | 1998-06-01 | Double-Walled Flex | Pressurized
9033559 | 3 | Ball Float | 1998-06-01 |  | 1998-06-01 |  | Currently in Use | Gas (Historical Use) | 10000 | Fiberglass Double Walled | 1998-06-01 | Double-Walled Flex | Pressurized
9033560 | 1 | Ball Float | 2010-09-06 |  | 2010-09-06 |  | Currently in Use | Gas (Historical Use) | 10000 | Epoxy | 1998-06-01 | Fiberglass Reinforced Plastic | Pressurized
9033560 | 2 | Ball Float | 2010-09-06 |  | 2010-09-06 |  | Currently in Use | Gas (Historical Use) | 12000 | Epoxy | 1998-06-01 | Fiberglass Reinforced Plastic | Pressurized
9033560 | 3 |  | 2005-12-01 | no | 2005-12-01 | no | Currently in Use | Diesel | 5000 | Epoxy | 2005-12-01 | Fiberglass Reinforced Plastic | Pressurized
9033561 | 1 |  | 1998-06-01 |  | 1998-06-01 |  | Currently in Use | Gas (Historical Use) | 10000 | Composite | 1998-06-01 | Fiberglass Reinforced Plastic | Pressurized
9033561 | 2 |  | 1998-06-01 |  | 1998-06-01 |  | Currently in Use | Gas (Historical Use) | 12000 | Composite | 1998-06-01 | Fiberglass Reinforced Plastic | Pressurized
9033561 | 3 | Ball Float | 2003-05-05 | no | 2003-05-05 | no | Currently in Use | Diesel | 6000 | Fiberglass | 2003-05-05 | Fiberglass Reinforced Plastic | Pressurized
9033562 | 1 | [5 empty] | Removed from Ground | Gas (Historical Use) | 0 | Marked Unknown | 1999-03-16 | Not Marked
9033562 | 2 | [5 empty] | Removed from Ground | Gas (Historical Use) | 0 | Marked Unknown | 1999-03-16 | Not Marked
9033562 | 3 | [5 empty] | Removed from Ground | Gas (Historical Use) | 0 | Marked Unknown | 1999-03-16 | Not Marked
9033562 | 4 |  |  | yes |  | yes | Removed from Ground | Used Oil | 0 | Marked Unknown | 1999-03-16 | Not Marked
9033562 | 5 |  |  | yes |  | yes | Removed from Ground | Used Oil | 0 | Marked Unknown | 1999-03-16 | Not Marked
9033564 | 1 | [5 empty] | Removed from Ground | Diesel | 550 | Bare Steel | 1979-12-03 | Copper | Safe Suction (Euro)
9033564 | 2 |  | 1998-10-19 |  | 1998-10-19 |  | Removed from Ground | Diesel | 275 | Fiberglass | 1998-10-19 | Secondary Containment | Suction (American)
9033565 | 1 | Ball Float | 1996-01-26 |  | 1996-01-26 |  | Currently in Use | Gas (Historical Use) | 10000 | Composite | 1996-01-23 | Fiberglass Reinforced Plastic | Pressurized
9033565 | 2 | Ball Float | 1996-01-26 |  | 1996-01-26 |  | Currently in Use | Gas (Historical Use) | 10000 | Composite | 1996-01-23 | Fiberglass Reinforced Plastic | Pressurized
9033565 | 3 | Ball Float | 1996-01-26 |  | 1996-01-26 |  | Currently in Use | Gas (Historical Use) | 10000 | Composite | 1996-01-23 | Fiberglass Reinforced Plastic | Pressurized
9033566 | 1 |  |  | yes |  | yes | Removed from Ground | Used Oil | 550 | Fiberglass | 1991-01-01 | Galvanized Steel | Gravity Fed
9033567 | 1 | [5 empty] | Closed in Ground | Gas (Historical Use) | 500 | Marked Unknown | 1980-01-01 | Galvanized Steel | Safe Suction (Euro)
9033567 | 2 | [5 empty] | Closed in Ground | Gas (Historical Use) | 500 | Marked Unknown | 1980-01-01 | Galvanized Steel | Safe Suction (Euro)
9033568 | 1 |  | 1997-02-07 |  | 1999-02-07 |  | Temporarily out of use | Gas (Historical Use) | 10000 | Composite | 1997-01-01 | Fiberglass Reinforced Plastic | Pressurized
9033568 | 2 |  | 1997-02-07 |  | 1999-02-07 |  | Temporarily out of use | Gas (Historical Use) | 10000 | Composite | 1997-01-01 | Fiberglass Reinforced Plastic | Pressurized
9033568 | 3 |  | 1997-02-07 |  | 1999-02-07 |  | Temporarily out of use | Gas (Historical Use) | 10000 | Composite | 1997-01-01 | Fiberglass Reinforced Plastic | Pressurized
9033569 | 1 | [5 empty] | Removed from Ground | Other | 300 | Bare Steel | 1979-01-01 | Galvanized Steel | Safe Suction (Euro)
9033569 | 2 | [5 empty] | Removed from Ground | Other | 300 | Bare Steel | 1979-01-01 | Galvanized Steel | Safe Suction (Euro)
9033569 | 3 | [5 empty] | Removed from Ground | Other | 300 | Bare Steel | 1979-01-01 | Galvanized Steel | Safe Suction (Euro)
9033569 | 4 | [5 empty] | Removed from Ground | Other | 300 | Bare Steel | 1979-01-01 | Galvanized Steel | Safe Suction (Euro)
9033570 | 1 | Flapper Valve | 1998-12-21 | no | 1998-12-21 | no | Currently in Use | Gas (Historical Use) | 12000 | Fiberglass | 1998-10-29 | Double-Walled Fiberglass | Pressurized
9033570 | 2 | Flapper Valve | 1998-12-21 | no | 1998-12-21 | no | Currently in Use | Gas (Historical Use) | 12000 | Fiberglass | 1998-10-29 | Double-Walled Fiberglass | Pressurized
9033570 | 3 | Flapper Valve | 1998-12-21 | no | 1998-12-21 | no | Currently in Use | Gas (Historical Use) | 12000 | Fiberglass | 1998-10-29 | Double-Walled Fiberglass | Pressurized
9033572 | 547061 | Ball Float | 1998-10-01 | no | 1998-10-01 | no | Currently in Use | Regular | 12000 | Epoxy | 1998-10-01 | Fiberglass Reinforced Plastic | Pressurized
9033572 | 547069A | Ball Float | 1998-10-01 | no | 1998-10-01 | no | Currently in Use | Premium | 6000 | Epoxy | 1998-10-01 | Fiberglass Reinforced Plastic | Pressurized
9033572 | 547069B | Ball Float | 1998-10-01 | no | 1998-10-01 | no | Currently in Use | Diesel | 6000 | Epoxy | 1998-10-01 | Fiberglass Reinforced Plastic | Pressurized
9033573 | 1 | [5 empty] | Removed from Ground | Gas (Historical Use) | 1000 | Bare Steel | 1999-04-01 | Bare Steel
9033573 | 2 | [5 empty] | Removed from Ground | Gas (Historical Use) | 1000 | Bare Steel | 1999-04-01 | Bare Steel
9033573 | 3 | [5 empty] | Removed from Ground | Diesel | 6000 | Bare Steel | 1999-04-01 | Bare Steel
9033574 | 1 | [5 empty] | Removed from Ground | Diesel | 159 | Not Marked/Unknown | 1998-10-30 | Not Marked
9033575 | 1 | [5 empty] | Removed from Ground | Diesel | 159 | Not Marked/Unknown | 1998-10-29 | Not Marked
9033576 | 1 | Flapper Valve | 1999-07-21 | no | 1999-07-21 | no | Currently in Use | Regular | 4000 | Fiberglass | 1986-10-09 |  | Safe Suction (Euro)
9033577 | 1 | Flapper Valve | 1999-05-27 |  | 1999-05-27 |  | Removed from Ground | Diesel | 20000 | Fiberglass Double Walled | 1999-06-01 | Double-Walled Fiberglass | Pressurized
9033578 | 1 | Flapper Valve | 1999-04-01 |  | 1999-04-01 |  | Currently in Use | Diesel | 1000 | Fiberglass Double Walled | 1999-04-01 | Double-Walled Fiberglass | Pressurized
9033579 | 1 | [5 empty] | Removed from Ground | Gas (Historical Use) | 4000 | Not Marked/Unknown | 1988-01-01 | Not Marked
9033579 | 2 | [5 empty] | Removed from Ground | Gas (Historical Use) | 4000 | Not Marked/Unknown | 1988-01-01 | Not Marked
9033579 | 3 |  |  | yes |  | yes | Removed from Ground | Used Oil | 550 | Not Marked/Unknown | 1988-01-01 | Not Marked
9033579 | 5 | Ball Float | 1999-12-15 |  | 1999-12-15 |  | Currently in Use | Gas (Historical Use) | 10000 | Fiberglass | 1999-11-29 | Double-Walled Fiberglass | Pressurized
9033579 | 6 | Ball Float | 1999-12-15 |  | 1999-12-15 |  | Currently in Use | Gas (Historical Use) | 10000 | Fiberglass | 1999-11-29 | Double-Walled Fiberglass | Pressurized
9033579 | 7 | Ball Float | 1999-12-15 |  | 1999-12-15 |  | Currently in Use | Gas (Historical Use) | 10000 | Fiberglass | 1999-11-29 | Double-Walled Fiberglass | Pressurized
9033580 | 1 | [5 empty] | Removed from Ground | Gas (Historical Use) | 1000 | Bare Steel | 1963-01-01 | Bare Steel
9033580 | 2 | [5 empty] | Removed from Ground | Gas (Historical Use) | 1000 | Bare Steel | 1963-01-01 | Bare Steel
9033580 | 3 | [5 empty] | Removed from Ground | Gas (Historical Use) | 1000 | Bare Steel | 1963-01-01 | Bare Steel
9033581 | 1 |  | 1999-09-02 |  | 1999-09-02 |  | Currently in Use | Gas (Historical Use) | 12000 | Tank Jacket | 1999-04-22 | Fiberglass Reinforced Plastic | Pressurized
9033581 | 2 |  | 1999-09-02 |  | 1999-09-02 |  | Currently in Use | Gas (Historical Use) | 10000 | Tank Jacket | 1999-04-22 | Fiberglass Reinforced Plastic | Pressurized
9033581 | 3 |  | 1999-09-02 |  | 1999-09-02 |  | Currently in Use | Gas (Historical Use) | 8000 | Tank Jacket | 1999-04-22 | Fiberglass Reinforced Plastic | Pressurized
9033581 | 4 |  | 1999-09-02 |  | 1999-09-02 |  | Currently in Use | Diesel | 4000 | Tank Jacket | 1999-04-22 | Fiberglass Reinforced Plastic | Pressurized
9033582 | 1 | Flapper Valve | 1998-07-23 | no | 1998-07-23 | no | Currently in Use | Regular | 5000 |  | 1971-12-01 | Cathodically Protected | Pressurized
9033582 | 2 |  |  | no |  | no | Temporarily out of use | Gas (Historical Use) | 10000 | Cathodically Protected Steel | 1971-12-01 | Not Marked
9033582 | 3 |  |  | no |  | no | Temporarily out of use | Gas (Historical Use) | 10000 | Cathodically Protected Steel | 1971-12-01 | Not Marked
9033583 | 1 | [5 empty] | Closed in Ground | Gas (Historical Use) | 2500 | Bare Steel |  | Unknown
9033583 | 2 | [5 empty] | Closed in Ground | Gas (Historical Use) | 2500 | Bare Steel |  | Unknown
9033583 | 3 | [5 empty] | Closed in Ground | Gas (Historical Use) | 2500 | Bare Steel |  | Unknown
9033583 | 4 | [5 empty] | Closed in Ground | Gas (Historical Use) | 2500 | Bare Steel |  | Unknown
9033583 | 5 | [5 empty] | Removed from Ground | Gas (Historical Use) | 2500 | Bare Steel | 1999-10-26 | Unknown
9033583 | 6 |  |  | yes |  | yes | Removed from Ground | Used Oil | 500 | Bare Steel | 1999-10-26 | Galvanized Steel
9033583 | 7 |  |  | yes |  | yes | Removed from Ground | Used Oil | 500 | Bare Steel | 1999-10-26 | Galvanized Steel
9033584 | 1A |  | 1999-12-03 |  | 1999-12-03 |  | Currently in Use | Gas (Historical Use) | 10000 | Composite | 1999-12-03 | Flex | Safe Suction (Euro)
9033584 | 1B |  | 1999-12-03 |  | 1999-12-03 |  | Currently in Use | Gas (Historical Use) | 2000 | Composite | 1999-12-03 | Flex | Safe Suction (Euro)
9033585 | 1 | Overfill Alarm | 1998-12-01 |  | 1998-12-01 |  | Currently in Use | Diesel | 10000 | Fiberglass Double Walled | 1998-12-01 | Double-Walled Fiberglass | Pressurized
9033587 | 1 | Ball Float | 1999-10-29 |  | 1999-10-29 |  | Currently in Use | Gas (Historical Use) | 12000 | Fiberglass Double Walled | 1999-10-29 | Double-Walled Flex | Pressurized
9033587 | 2 | Ball Float | 1999-10-29 |  | 1999-10-29 |  | Currently in Use | Diesel | 12000 | Fiberglass Double Walled | 1999-10-29 | Double-Walled Flex | Pressurized
9033588 | 1 | [5 empty] | Removed from Ground | Gas (Historical Use) | 6000 | Bare Steel | 1964-01-01 | Galvanized Steel | Suction (American)
9033588 | 2 | [5 empty] | Removed from Ground | Gas (Historical Use) | 6000 | Bare Steel | 1964-01-01 | Galvanized Steel | Suction (American)
9033588 | 3 | [5 empty] | Removed from Ground | Gas (Historical Use) | 6000 | Bare Steel | 1964-01-01 | Galvanized Steel | Suction (American)
9033589 | 1 | Flapper Valve | 1988-01-01 | no | 1988-01-01 | no | Currently in Use | Regular | 6000 | Steel-Impressed Current | 1988-01-01 | Steel (Impressed Current) | Suction (American)
9033589 | 2 | Flapper Valve | 2000-02-11 | no | 2000-02-11 | no | Currently in Use | Diesel | 4000 | Galvanic (STIP-3) | 1968-01-01 | Galvanized Steel | Suction (American)
9033590 | 1 | Flapper Valve | 2000-02-01 |  | 2000-02-01 |  | Currently in Use | Gas (Historical Use) | 20000 | Tank Jacket | 2000-02-22 | Double-Walled Flex | Pressurized
9033590 | 2A | Flapper Valve | 2000-02-01 |  | 2000-02-01 |  | Currently in Use | Gas (Historical Use) | 12000 | Tank Jacket | 2000-02-22 | Double-Walled Flex | Pressurized
9033590 | 2B | Flapper Valve | 2000-02-01 |  | 2000-02-01 |  | Currently in Use | Gas (Historical Use) | 8000 | Tank Jacket | 2000-02-22 | Double-Walled Flex | Pressurized
9033591 | 1 | Ball Float | 2000-03-31 | no | 2000-03-31 | no | Currently in Use | Gas (Historical Use) | 15000 | Epoxy | 2000-03-31 | Double-Walled Flex | Pressurized
9033591 | 2 | Ball Float | 2000-03-31 | no | 2000-03-31 | no | Currently in Use | Gas (Historical Use) | 12000 | Epoxy | 2000-03-31 | Double-Walled Flex | Pressurized
9033591 | 3 | Ball Float | 2013-09-01 | no | 2013-09-01 | no | Currently in Use | Diesel | 4000 | Tank Jacket | 2013-09-01 | Double-Walled Fiberglass | Pressurized
9033592 | 1 | Ball Float | 2000-02-01 |  | 2000-02-01 |  | Currently in Use | Gas (Historical Use) | 10000 | Fiberglass | 2000-02-01 | Fiberglass Reinforced Plastic | Pressurized
9033592 | 2 | Ball Float | 2000-02-01 |  | 2000-02-01 |  | Currently in Use | Gas (Historical Use) | 10000 | Fiberglass | 2000-02-01 | Fiberglass Reinforced Plastic | Pressurized
9033592 | 3 | Ball Float | 2000-02-01 |  | 2000-02-01 |  | Currently in Use | E-10 | 10000 | Fiberglass | 2000-02-01 | Fiberglass Reinforced Plastic | Pressurized
9033593 | 1 | Flapper Valve | 2000-05-01 | no | 2000-05-01 | no | Currently in Use | Regular | 20000 | Fiberglass Double Walled | 2000-04-01 | Fiberglass Reinforced Plastic | Pressurized
9033593 | 2 | Flapper Valve | 2000-05-01 | no | 2000-05-01 | no | Currently in Use | Regular | 20000 | Fiberglass | 2000-04-01 | Fiberglass Reinforced Plastic | Pressurized
9033593 | 3 | Flapper Valve | 2000-05-01 | no | 2000-05-01 | no | Currently in Use | Premium | 20000 | Fiberglass Double Walled | 2000-04-01 | Fiberglass Reinforced Plastic | Pressurized
9033593 | 4 | Flapper Valve | 2011-11-18 | no | 2011-11-18 | no | Currently in Use | Ultrazol(Fuel Additive) | 1500 | Fiberglass Double Walled | 2011-11-18 | Double-Walled Fiberglass | Pressurized
9033593 | 5 | Ball Float | 2015-04-01 | no | 2015-04-01 | no | Currently in Use | Diesel | 20000 | Fiberglass Double Walled | 2015-03-01 | Double-Walled Flex | Pressurized
9033593 | 6 | Flapper Valve | 2015-04-01 | no | 2015-04-01 | no | Currently in Use | OTR 8332 G(Diesel Additive) | 1500 | Fiberglass Double Walled | 2015-03-01 | Double-Walled Flex | Pressurized
9033594 | 1 |  | 2000-03-01 |  | 2000-03-01 |  | Currently in Use | Gas (Historical Use) | 15000 | Composite Double Walled | 2000-02-24 | Double-Walled Fiberglass | Pressurized
9033594 | 2 |  | 2000-03-01 |  | 2000-03-01 |  | Currently in Use | Diesel | 12000 | Composite Double Walled | 2000-02-24 | Double-Walled Fiberglass | Pressurized
9033594 | 3 |  | 2000-03-01 |  | 2000-03-01 |  | Currently in Use | Gas (Historical Use) | 12000 | Composite Double Walled | 2000-02-24 | Double-Walled Fiberglass | Pressurized
9033595 | 1 | [5 empty] | Removed from Ground | Other | 550 | Bare Steel | 2000-06-07 | Galvanized Steel | Suction (American)
9033595 | 2 | [5 empty] | Removed from Ground | Other | 550 | Bare Steel | 2000-06-07 | Galvanized Steel | Suction (American)
9033595 | 3 | [5 empty] | Removed from Ground | Other | 550 | Bare Steel | 2000-06-07 | Galvanized Steel | Suction (American)
9033595 | 4 |  |  | yes |  | yes | Removed from Ground | Used Oil | 550 | Bare Steel | 2000-06-07 | Galvanized Steel | Suction (American)
9033595 | 5 | [5 empty] | Removed from Ground | Gas (Historical Use) | 2000 | Bare Steel | 2000-06-07 | Galvanized Steel | Suction (American)
9033596 | 1 | [5 empty] | Removed from Ground | Diesel | 300 | Bare Steel | 2000-05-12 | Not Marked
9033597 | 1 | [5 empty] | Removed from Ground | Gas (Historical Use) | 1000 | Bare Steel | 1965-04-04 | Bare Steel | Safe Suction (Euro)
9033598 | 1 |  | 1999-01-01 |  | 1999-01-01 |  | Removed from Ground | Gas (Historical Use) | 10000 | Fiberglass | 1981-01-01 | Cathodically Protected | Suction (American)
9033598 | 2 |  | 1999-01-01 |  | 1999-01-01 |  | Removed from Ground | Gas (Historical Use) | 10000 | Fiberglass | 1981-01-01 | Cathodically Protected | Suction (American)
9033598 | 3 |  | 1999-01-01 |  | 1999-01-01 |  | Removed from Ground | Diesel | 10000 | Fiberglass | 1981-01-01 | Cathodically Protected | Suction (American)
9033598 | 4 |  | 1999-01-01 |  | 1999-01-01 |  | Removed from Ground | Gas (Historical Use) | 10000 | Fiberglass | 1981-01-01 | Cathodically Protected | Suction (American)
9033598 | 5 |  | 1999-01-01 |  | 1999-01-01 |  | Removed from Ground | Diesel | 10000 | Cathodically Protected Steel | 1981-01-01 | Cathodically Protected | Suction (American)
9033598 | 6 |  | 1999-01-01 |  | 1999-01-01 |  | Closed in Ground | Kerosene | 8000 | Cathodically Protected Steel | 1981-01-01 | Cathodically Protected | Suction (American)
9033599 | 5 |  | 1998-07-10 | no | 1998-07-10 | no | Currently in Use | Diesel | 25000 | Epoxy Double-Walled | 1998-05-02 | Steel/FG Secondary containment | Pressurized
9033599 | 6 |  | 1998-07-10 | no | 1998-07-10 | no | Currently in Use | Diesel | 25000 | Epoxy Double-Walled | 1998-05-02 | Steel/FG Secondary containment | Pressurized
9033600 | 1 |  | 1999-06-18 |  | 1999-06-18 |  | Currently in Use | Gas (Historical Use) | 15000 | Fiberglass Double Walled | 2000-04-21 | Fiberglass Reinforced Plastic | Pressurized
9033600 | 2 |  | 1999-06-18 |  | 1999-06-18 |  | Currently in Use | Diesel | 15000 | Fiberglass Double Walled | 2000-04-21 | Fiberglass Reinforced Plastic | Pressurized
9033601 | 1 | [5 empty] | Removed from Ground | Gas (Historical Use) | 0 | Marked Unknown | 1985-01-01 | Unknown | Safe Suction (Euro)
9033601 | 2 | [5 empty] | Removed from Ground | Gas (Historical Use) | 0 | Marked Unknown | 1985-01-01 | Unknown | Safe Suction (Euro)
9033602 | 1 | [5 empty] | Removed from Ground | Gas (Historical Use) | 500 | Bare Steel | 1980-01-01 | Bare Steel
9033602 | 2 | [5 empty] | Removed from Ground | Gas (Historical Use) | 1000 | Bare Steel | 1980-01-01 | Bare Steel
9033602 | 3 | [5 empty] | Removed from Ground | Gas (Historical Use) | 500 | Bare Steel | 1980-01-01 | Bare Steel
9033603 | 1 | Ball Float | 2000-06-21 |  | 2000-06-21 |  | Currently in Use | Gas (Historical Use) | 20000 | Fiberglass | 2000-06-21 | Double-Walled Fiberglass | Pressurized
9033603 | 2 | Ball Float | 2000-06-21 |  | 2000-06-21 |  | Currently in Use | Diesel | 12000 | Fiberglass | 2000-06-21 | Double-Walled Fiberglass | Pressurized
9033603 | 3 | Ball Float | 2000-06-21 |  | 2000-06-21 |  | Currently in Use | Gas (Historical Use) | 12000 | Fiberglass | 2000-06-21 | Double-Walled Fiberglass | Pressurized
9033604 | 1 |  | 2000-12-20 |  | 2000-01-22 |  | Currently in Use | Gas (Historical Use) | 15000 | Composite | 2000-12-20 | Double-Walled Flex | Pressurized
9033604 | 2 |  | 2000-12-20 |  | 2000-01-22 |  | Currently in Use | Gas (Historical Use) | 10000 | Composite | 2000-12-20 | Double-Walled Flex | Pressurized
9033604 | 3 |  | 2000-12-20 |  | 2000-01-22 |  | Currently in Use | Diesel | 10000 | Composite | 2000-12-20 | Double-Walled Flex | Pressurized
9033605 | 1 |  | 2000-07-01 |  | 2000-07-01 |  | Temporarily out of use | Gas (Historical Use) | 20000 | Composite Double Walled | 2000-07-01 | Double-Walled Fiberglass | Pressurized
9033605 | 2 |  | 2000-07-01 |  | 2000-07-01 |  | Temporarily out of use | Diesel | 12000 | Composite Double Walled | 2000-07-01 | Double-Walled Fiberglass | Pressurized
9033605 | 3 |  | 2000-07-01 |  | 2000-07-01 |  | Temporarily out of use | Gas (Historical Use) | 12000 | Composite Double Walled | 2000-07-01 | Double-Walled Fiberglass | Pressurized
9033606 | 1 | [5 empty] | Removed from Ground | Diesel | 500 | Bare Steel | 2000-08-23 | Bare Steel
9033606 | 2 | [5 empty] | Removed from Ground | Diesel | 500 | Bare Steel | 2000-08-23 | Bare Steel
9033607 | 1 |  | 2001-07-19 |  | 2001-07-19 |  | Closed in Ground | Gas (Historical Use) | 4000 | Cathodically Protected Steel | 1992-01-01 | Fiberglass Reinforced Plastic | Safe Suction (Euro)
9033608 | 1 |  | 2001-03-01 | no | 2001-03-01 | no | Currently in Use | Diesel | 15000 |  | 2001-03-01 | Double Walled | Pressurized
9033608 | 2 |  | 2001-03-01 |  | 2001-03-01 |  | Currently in Use | Other | 1000 | Double Walled | 2001-03-01 | Galvanized Steel | Pressurized
9033608 | 3 |  | 2001-03-01 |  | 2001-03-01 |  | Currently in Use | Other | 700 | Double Walled | 2001-03-01 | Galvanized Steel | Pressurized
9033609 | 1 |  | 1995-07-01 |  | 1995-07-01 |  | Removed from Ground | Gas (Historical Use) | 12000 | Epoxy | 1995-07-01 | Fiberglass Reinforced Plastic | Pressurized
9033609 | 2 |  | 1995-07-01 |  | 1995-07-01 |  | Removed from Ground | Gas (Historical Use) | 10000 | Epoxy | 1995-07-01 | Fiberglass Reinforced Plastic | Pressurized
9033610 | 1 |  | 2000-11-01 | no | 2000-11-01 | no | Currently in Use | Regular | 20000 | Fiberglass Double Walled | 2000-11-01 | Double-Walled Fiberglass | Pressurized
9033610 | 2 |  | 2000-11-01 | no | 2000-11-01 | no | Currently in Use | Premium | 12000 | Composite Double Walled | 2000-11-01 | Double-Walled Fiberglass | Pressurized
9033610 | 3 |  | 2000-11-01 | no | 2000-11-01 | no | Currently in Use | Diesel | 12000 | Composite Double Walled | 2000-11-01 | Double-Walled Fiberglass | Pressurized
9033611 | 1 | Ball Float | 2000-10-02 |  | 2000-11-17 |  | Currently in Use | Gas (Historical Use) | 12000 | Epoxy | 2000-09-28 | Double-Walled Fiberglass | Pressurized
9033611 | 2 | Ball Float | 2000-10-02 |  | 2000-11-17 |  | Currently in Use | Gas (Historical Use) | 10000 | Epoxy | 2000-09-28 | Double-Walled Fiberglass | Pressurized
9033611 | 3 | Ball Float | 2000-10-02 |  | 2000-11-17 |  | Currently in Use | Diesel | 8000 | Epoxy | 2000-09-28 | Double-Walled Fiberglass | Pressurized
9033612 | 1 |  | 2000-01-27 |  | 2000-01-27 |  | Currently in Use | Diesel | 20000 | Double Walled | 2000-01-27 | Fiberglass Reinforced Plastic | Pressurized
9033613 | 1 | [5 empty] | Removed from Ground | Gas (Historical Use) | 5000 | Cathodically Protected Steel | 2001-10-04 | Cathodically Protected | Pressurized
9033613 | 2 | [5 empty] | Removed from Ground | Diesel | 5000 | Cathodically Protected Steel | 2001-10-04 | Cathodically Protected | Pressurized
9033614 | 1 |  | 2000-10-05 |  | 2000-10-18 |  | Currently in Use | Gas (Historical Use) | 12000 | Epoxy | 2000-10-02 | Double-Walled Flex | Pressurized
9033614 | 2 |  | 2000-10-05 |  | 2000-10-18 |  | Currently in Use | Gas (Historical Use) | 10000 | Epoxy | 2000-10-02 | Double-Walled Flex | Pressurized
9033614 | 3 |  | 2000-10-05 |  | 2000-10-18 |  | Currently in Use | Diesel | 8000 | Epoxy | 2000-10-02 | Double-Walled Flex | Pressurized
9033615 | 1 | [5 empty] | Removed from Ground | Used Oil | 1000 | Bare Steel | 2001-06-20 | Not Marked
9033615 | 2 | [5 empty] | Removed from Ground | Used Oil | 1000 | Bare Steel | 2001-06-20 | Not Marked
9033615 | 3 | [5 empty] | Removed from Ground | Kerosene | 500 | Bare Steel | 2001-06-20 | Not Marked
9033616 | 1 | Ball Float | 2001-08-01 | no | 2001-08-01 | no | Currently in Use | Gas (Historical Use) | 20000 |  | 2001-06-02 | Double Walled | Pressurized
9033616 | 2 | Ball Float | 2001-08-01 | no | 2001-08-01 | no | Currently in Use | Gas (Historical Use) | 20000 |  | 2001-06-02 | Double Walled | Pressurized
9033616 | 3 | Ball Float | 2001-08-01 | no | 2001-08-01 | no | Currently in Use | Gas (Historical Use) | 12000 |  | 2001-06-02 | Double Walled | Pressurized
9033616 | 4A |  | 2016-12-01 | no | 2016-12-01 | no | Currently in Use | Gas (Historical Use) | 12000 | Fiberglass Double Walled | 2016-11-06 | Double-Walled Fiberglass | Pressurized
9033616 | 4B |  | 2016-12-01 | no | 2016-12-01 | no | Currently in Use | Diesel | 10000 | Fiberglass Double Walled | 2016-11-10 | Double-Walled Fiberglass | Pressurized
9033617 | 1 | [5 empty] | Permanently Out of Use - historical purposes | Empty | 0 | Not Marked/Unknown |  | Not Marked
9033618 | 1 | [5 empty] | Removed from Ground | Gas (Historical Use) | 1000 | Bare Steel | 2001-01-01 | Bare Steel | Gravity Fed
9033618 | 2 | [5 empty] | Removed from Ground | Gas (Historical Use) | 1000 | Bare Steel | 2001-01-01 | Bare Steel | Gravity Fed
9033619 | 1 | Ball Float | 2001-09-26 |  | 2001-09-26 |  | Removed from Ground | Diesel | 20000 | Composite Double Walled | 2001-09-26 | Double-Walled Fiberglass | Pressurized
9033619 | 2 | Ball Float | 2001-09-26 |  | 2001-09-26 |  | Removed from Ground | Gas (Historical Use) | 12000 | Composite Double Walled | 2001-09-26 | Double-Walled Fiberglass | Pressurized
9033619 | 3 | Ball Float | 2001-09-26 |  | 2001-09-26 |  | Removed from Ground | Gas (Historical Use) | 12000 | Composite Double Walled | 2001-09-26 | Double-Walled Fiberglass | Pressurized
9033619 | 4 | Ball Float | 2016-02-19 | no | 2016-02-19 | no | Currently in Use | Gas (Historical Use) | 20000 | Fiberglass Double Walled | 2016-02-19 | Double-Walled Fiberglass | Pressurized
9033619 | 5A | Ball Float | 2016-02-19 | no | 2016-02-19 | no | Currently in Use | Gas (Historical Use) | 10000 | Fiberglass Double Walled | 2016-02-19 | Double-Walled Fiberglass | Pressurized
9033619 | 5B | Ball Float | 2016-02-19 | no | 2016-02-19 | no | Currently in Use | Gas (Historical Use) | 10000 | Fiberglass Double Walled | 2016-02-19 | Double-Walled Fiberglass | Pressurized
9033619 | 6A | Ball Float | 2016-02-19 | no | 2016-02-19 | no | Currently in Use | E-85 | 10000 | Fiberglass Double Walled | 2016-02-19 | Fiberglass Reinforced Plastic | Pressurized
9033619 | 6B | Ball Float | 2016-02-19 | no | 2016-02-19 | no | Currently in Use | Diesel | 10000 | Fiberglass Double Walled | 2016-02-19 | Double-Walled Fiberglass | Pressurized
9033620 | 1A | Flapper Valve | 2001-10-30 |  | 2001-10-30 |  | Currently in Use | Gas (Historical Use) | 14000 | Fiberglass Double Walled | 2001-10-24 | Fiberglass Reinforced Plastic | Pressurized
9033620 | 1B | Flapper Valve | 2001-10-30 |  | 2001-10-30 |  | Currently in Use | Gas (Historical Use) | 7000 | Fiberglass Double Walled | 2001-10-24 | Fiberglass Reinforced Plastic | Pressurized
9033620 | 2A | Flapper Valve | 2001-10-30 |  | 2001-10-30 |  | Currently in Use | Gas (Historical Use) | 14000 | Fiberglass Double Walled | 2001-10-24 | Fiberglass Reinforced Plastic | Pressurized
9033620 | 2B | Flapper Valve | 2001-10-30 |  | 2001-10-30 |  | Currently in Use | Diesel | 7000 | Fiberglass Double Walled | 2001-10-24 | Fiberglass Reinforced Plastic | Pressurized
9033621 | 1 |  | 2001-08-01 | no | 2001-08-01 | no | Currently in Use | Gas (Historical Use) | 12000 |  | 2001-06-01 | Double Walled | Pressurized
9033621 | 2 |  | 2001-08-01 | no | 2001-08-01 | no | Currently in Use | Gas (Historical Use) | 12000 |  | 2001-06-01 | Double Walled | Pressurized
9033621 | 3 |  | 2001-08-01 | no | 2001-08-01 | no | Currently in Use | Gas (Historical Use) | 12000 |  | 2001-06-01 | Double Walled | Pressurized
9033622 | 1 | Overfill Alarm | 2001-09-01 | yes | 2001-09-01 | no | Currently in Use | Regular | 20000 | Composite Double Walled | 2001-09-11 | Double-Walled Fiberglass | Pressurized
9033622 | 2 | Overfill Alarm | 2001-09-01 | yes | 2001-09-01 | no | Currently in Use | Diesel | 12000 | Composite Double Walled | 2001-09-11 | Double-Walled Fiberglass | Pressurized
9033622 | 3 | Overfill Alarm | 2001-09-01 | yes | 2001-09-01 | no | Currently in Use | Premium | 12000 | Composite Double Walled | 2001-09-11 | Double-Walled Fiberglass | Pressurized
9033623 | 1 |  | 1998-06-01 |  | 1998-06-01 |  | Removed from Ground | Gas (Historical Use) | 10000 | Fiberglass | 1998-06-01 | Fiberglass Reinforced Plastic | Pressurized
9033623 | 2 |  | 1998-06-01 |  | 1998-06-01 |  | Removed from Ground | Gas (Historical Use) | 8000 | Fiberglass | 1998-06-01 | Fiberglass Reinforced Plastic | Pressurized
9033624 | 1 | Ball Float | 2002-01-01 | no | 2002-01-01 | no | Currently in Use | Premium | 10000 | Epoxy | 2002-01-01 | Double Walled | Pressurized
9033624 | 2 | Ball Float | 2002-01-01 | no | 2002-01-01 | no | Currently in Use | Regular | 10000 | Epoxy | 2002-01-01 | Double Walled | Pressurized
9033625 | 1 |  | 2000-11-20 |  | 2000-11-20 |  | Currently in Use | Gas (Historical Use) | 12000 | Fiberglass | 2000-11-16 | Fiberglass Reinforced Plastic | Pressurized
9033625 | 2 |  | 2000-11-20 |  | 2000-11-20 |  | Currently in Use | Gas (Historical Use) | 10000 | Fiberglass | 2000-11-16 | Fiberglass Reinforced Plastic | Pressurized
9033625 | 3 |  | 2000-11-20 |  | 2000-11-20 |  | Currently in Use | Diesel | 8000 | Fiberglass | 2000-11-16 | Fiberglass Reinforced Plastic | Pressurized
9033626 | 1 | [5 empty] | Removed from Ground | Other | 500 | Marked Unknown | 2002-01-30 | Unknown
9034001 | 19201 | [5 empty] | Removed from Ground | Diesel | 10000 | Bare Steel | 1984-01-01 | Unknown
9034001 | 19202 | [5 empty] | Permanently Out of Use - historical purposes | Gas (Historical Use) | 1000 | Bare Steel | 1984-01-01 | Unknown
9034001 | 19203 | [5 empty] | Permanently Out of Use - historical purposes | Diesel | 3000 | Bare Steel | 1961-01-01 | Unknown
9034002 | 1 |  | 1993-07-01 |  | 1993-07-01 |  | Currently in Use | Gas (Historical Use) | 10000 | Composite | 1993-07-07 | Fiberglass Reinforced Plastic | Pressurized
9034002 | 2 |  | 1993-07-01 |  | 1993-07-01 |  | Currently in Use | Gas (Historical Use) | 10000 | Composite | 1993-07-07 | Fiberglass Reinforced Plastic | Pressurized
9034002 | 3 |  | 1993-07-01 |  | 1993-07-01 |  | Currently in Use | Gas (Historical Use) | 10000 | Composite | 1993-07-07 | Fiberglass Reinforced Plastic | Pressurized
9034002 | 4 |  | 1993-07-01 |  | 1993-07-01 |  | Currently in Use | Diesel | 10000 | Composite | 1993-07-07 | Fiberglass Reinforced Plastic | Pressurized
9034003 | 1 | [5 empty] | Removed from Ground | Gas (Historical Use) | 0 | Not Marked/Unknown | 1986-01-01 | Not Marked
9034003 | 2 | [5 empty] | Removed from Ground | Gas (Historical Use) | 0 | Not Marked/Unknown | 1986-01-01 | Not Marked
9034004 | 1 | [5 empty] | Removed from Ground | Diesel | 1000 | Marked Unknown | 1998-03-01 | Unknown
9034004 | 2 | [5 empty] | Removed from Ground | Diesel | 500 | Marked Unknown | 1998-03-01 | Unknown
9034004 | 3 | [5 empty] | Removed from Ground | Diesel | 10000 | Marked Unknown | 1998-03-01 | Unknown
9034005 | 1 | [5 empty] | Currently in Use | Other | 500 | Bare Steel | 1958-01-01 | Galvanized Steel
9034006 | 1 |  | 1989-01-01 |  | 1989-01-01 |  | Removed from Ground | Gas (Historical Use) | 10000 | Composite | 1989-01-01 | Fiberglass Reinforced Plastic | Pressurized
9034006 | 2 |  | 1989-01-01 |  | 1989-01-01 |  | Removed from Ground | Gas (Historical Use) | 8000 | Composite | 1989-01-01 | Fiberglass Reinforced Plastic | Pressurized
9034006 | 3 |  | 1989-01-01 |  | 1989-01-01 |  | Removed from Ground | Gas (Historical Use) | 8000 | Composite | 1989-01-01 | Fiberglass Reinforced Plastic | Pressurized
9034006 | 4A |  | 2014-07-18 | no | 2014-07-18 | no | Currently in Use | Gas (Historical Use) | 5000 | Composite Double Walled | 2014-07-18 | Double-Walled Fiberglass | Pressurized
9034006 | 4B |  | 2014-07-18 | no | 2014-07-18 | no | Currently in Use | Gas (Historical Use) | 3000 | Composite Double Walled | 2014-07-18 | Double-Walled Fiberglass | Pressurized
9034007 | 1 | Flapper Valve | 1998-12-01 | no | 1998-12-01 | no | Currently in Use | Gas (Historical Use) | 4000 | Steel-Impressed Current | 1980-01-01 | Steel (Impressed Current) | Safe Suction (Euro)
9034007 | 2 | Flapper Valve | 1998-12-01 | no | 1998-12-01 | no | Currently in Use | Gas (Historical Use) | 4000 | Steel-Impressed Current | 1980-01-01 | Steel (Impressed Current) | Safe Suction (Euro)
9034007 | 3 | Flapper Valve | 1998-12-01 | no | 1998-12-01 | no | Currently in Use | Diesel | 4000 | Steel-Impressed Current | 1980-01-01 | Steel (Impressed Current) | Safe Suction (Euro)
9034008 | 1 | [5 empty] | Removed from Ground | Gas (Historical Use) | 500 | Bare Steel | 1971-01-01 | Bare Steel
9034009 | 1 | [5 empty] | Permanently Out of Use - historical purposes | Other | 1000 | Marked Unknown | 1965-01-01 | Unknown
9034009 | 2 | [5 empty] | Permanently Out of Use - historical purposes | Other | 1000 | Marked Unknown | 1965-01-01 | Unknown
9034009 | 3 | [5 empty] | Permanently Out of Use - historical purposes | Other | 1000 | Marked Unknown | 1979-01-01 | Unknown
9034010 | 1 |  | 1998-10-29 |  | 1997-07-31 |  | Removed from Ground | Gas (Historical Use) | 4000 | Steel-Impressed Current | 1988-04-01 | Steel (Impressed Current) | Pressurized
9034010 | 2 |  | 1998-10-26 |  | 1997-07-31 |  | Removed from Ground | Diesel | 10000 | Steel-Impressed Current | 1988-04-01 | Steel (Impressed Current) | Pressurized
9034010 | 3 |  | 1998-10-26 |  | 1997-07-31 |  | Removed from Ground | Diesel | 10000 | Steel-Impressed Current | 1988-04-01 | Steel (Impressed Current) | Pressurized
9034011 | 1 | [5 empty] | Removed from Ground | Gas (Historical Use) | 6000 | Bare Steel | 1961-01-01 | Bare Steel
9034012 | 1 | Flapper Valve | 1998-11-14 | no | 1998-11-14 | no | Currently in Use | Regular | 10000 | Steel-Impressed Current | 1992-01-09 | Fiberglass Reinforced Plastic | Pressurized
9034012 | 2 | Flapper Valve | 1998-11-14 | no | 1998-11-14 | no | Removed from Ground | Plus | 4000 | Steel-Impressed Current | 1996-08-21 | Fiberglass Reinforced Plastic | Pressurized
9034012 | 3 | Flapper Valve | 1998-11-14 | no | 1998-11-14 | no | Closed in Ground | Premium | 4000 | Steel-Impressed Current | 1996-08-21 | Fiberglass Reinforced Plastic | Pressurized
9034012 | 4 | Flapper Valve | 1998-11-14 | no | 1998-11-14 | no | Currently in Use | Diesel | 2000 | Steel-Impressed Current | 1996-08-21 | Fiberglass Reinforced Plastic | Pressurized
9034014 | 1 | [5 empty] | Removed from Ground | Diesel | 1000 | Bare Steel | 1992-05-14 | Bare Steel | Pressurized
9034014 | 2 | [5 empty] | Removed from Ground | Gas (Historical Use) | 1000 | Bare Steel | 1992-05-14 | Bare Steel | Pressurized
9034015 | DUMMY | [5 empty] | Permanently Out of Use - historical purposes | Other | 0 | Marked Unknown |  | Unknown
9034016 | DUMMY | [5 empty] | Currently in Use | Other | 0 | Marked Unknown |  | Unknown
9034018 | 1 | [5 empty] | Removed from Ground | Gas (Historical Use) | 560 | Bare Steel | 1995-09-24 | Galvanized Steel
9034020 | 1 | [5 empty] | Removed from Ground | Gas (Historical Use) | 500 | Bare Steel | 1993-04-12 | Bare Steel | Safe Suction (Euro)
9034020 | 2 | [5 empty] | Removed from Ground | Gas (Historical Use) | 500 | Bare Steel | 1993-04-12 | Bare Steel | Safe Suction (Euro)
9034020 | 3 | [5 empty] | Removed from Ground | Gas (Historical Use) | 500 | Bare Steel | 1993-04-12 | Bare Steel | Safe Suction (Euro)
9034020 | 4 | [5 empty] | Removed from Ground | Gas (Historical Use) | 500 | Bare Steel | 1993-04-12 | Bare Steel | Safe Suction (Euro)
9034021 | 1 | [5 empty] | Permanently Out of Use - historical purposes | Diesel | 10000 | Bare Steel |  | Galvanized Steel
9034021 | 2 | [5 empty] | Permanently Out of Use - historical purposes | Gas (Historical Use) | 4000 | Bare Steel |  | Galvanized Steel
9034021 | 3 | [5 empty] | Permanently Out of Use - historical purposes | Gas (Historical Use) | 4000 | Bare Steel |  | Galvanized Steel
9034021 | 4 | [5 empty] | Permanently Out of Use - historical purposes | Gas (Historical Use) | 4000 | Bare Steel |  | Galvanized Steel
9034021 | 5 | [5 empty] | Permanently Out of Use - historical purposes | Gas (Historical Use) | 4000 | Bare Steel |  | Galvanized Steel
9034021 | 6 |  |  | yes |  | yes | Permanently Out of Use - historical purposes | Used Oil | 500 | Bare Steel |  | Galvanized Steel
9034021 | 7 | [5 empty] | Permanently Out of Use - historical purposes | Kerosene | 500 | Bare Steel |  | Galvanized Steel
9034022 | 1 | [5 empty] | Removed from Ground | Gas (Historical Use) | 1000 | Bare Steel | 1982-01-01 | Galvanized Steel | Suction (American)
9034022 | 2 | [5 empty] | Currently in Use | Diesel | 500 | Bare Steel | 1974-01-01 | Galvanized Steel | Safe Suction (Euro)
9034023 | 1 | [5 empty] | Removed from Ground | Gas (Historical Use) | 1000 | Bare Steel | 1993-12-01 | Galvanized Steel | Suction (American)
9034023 | 2 | [5 empty] | Removed from Ground | Gas (Historical Use) | 1000 | Bare Steel | 1993-12-01 | Galvanized Steel | Suction (American)
9034024 | 1 | [5 empty] | Removed from Ground | Diesel | 8000 | Composite | 1987-11-01 | Fiberglass Reinforced Plastic | Suction (American)
9034025 | 1 | [5 empty] | Permanently Out of Use - historical purposes | Diesel | 0 | Not Marked/Unknown |  | Not Marked
9034025 | 2 | [5 empty] | Permanently Out of Use - historical purposes | Used Oil | 0 | Not Marked/Unknown |  | Not Marked
9034026 | 1 | Flapper Valve | 1996-05-09 | no | 1996-05-09 | no | Currently in Use | Regular | 6000 | Steel-Impressed Current | 1979-01-01 | Steel (Impressed Current) | Pressurized
9034026 | 2 | Flapper Valve | 1996-05-09 | no | 1996-05-09 | no | Currently in Use | Regular | 4000 | Steel-Impressed Current | 1979-01-01 | Steel (Impressed Current) | Pressurized
9034026 | 3 | Flapper Valve | 1996-05-09 | no | 1996-05-09 | no | Currently in Use | Premium | 4000 | Steel-Impressed Current | 1979-01-01 | Steel (Impressed Current) | Pressurized
9034030 | 1 | [5 empty] | Removed from Ground | Diesel | 4000 | Composite | 1992-12-01 | Unknown
9034030 | 2 | [5 empty] | Removed from Ground | Diesel | 2000 | Composite | 1992-12-01 | Unknown
9034030 | 3 | [5 empty] | Removed from Ground | Diesel | 1000 | Composite | 1992-12-01 | Unknown
9034031 | 1 |  | 1994-08-01 |  | 1994-08-01 |  | Currently in Use | Gas (Historical Use) | 6000 | Galvanic (STIP-3) | 1987-03-01 | Fiberglass Reinforced Plastic | Pressurized
9034031 | 2 |  | 1994-08-01 |  | 1994-08-01 |  | Currently in Use | Gas (Historical Use) | 6000 | Galvanic (STIP-3) | 1987-03-01 | Fiberglass Reinforced Plastic | Pressurized
9034031 | 3 |  | 1994-08-01 |  | 1994-08-01 |  | Currently in Use | Gas (Historical Use) | 6000 | Galvanic (STIP-3) | 1987-03-01 | Fiberglass Reinforced Plastic | Pressurized
9034031 | 4 |  | 1994-08-01 |  | 1994-08-01 |  | Currently in Use | Diesel | 8000 | Galvanic (STIP-3) | 1987-03-01 | Fiberglass Reinforced Plastic | Pressurized
9034031 | 5 |  | 1994-08-01 |  | 1994-08-01 |  | Currently in Use | Diesel | 20000 | Galvanic (STIP-3) | 1994-08-01 | Fiberglass Reinforced Plastic | Pressurized
9034032 | 1 | [5 empty] | Removed from Ground | Gas (Historical Use) | 3000 | Bare Steel | 1970-10-20 | Galvanized Steel | Safe Suction (Euro)
9034032 | 2 | [5 empty] | Removed from Ground | Gas (Historical Use) | 500 | Bare Steel | 1965-04-06 | Galvanized Steel | Safe Suction (Euro)
9034032 | 3 | [5 empty] | Removed from Ground | Gas (Historical Use) | 500 | Bare Steel | 1965-04-06 | Galvanized Steel | Safe Suction (Euro)
9034032 | 4 | [5 empty] | Removed from Ground | Gas (Historical Use) | 500 | Bare Steel | 1965-04-06 | Galvanized Steel | Safe Suction (Euro)
9034033 | 1 | [5 empty] | Removed from Ground | Gas (Historical Use) | 4000 | Bare Steel | 1994-10-01 | Galvanized Steel
9034033 | 2 | [5 empty] | Removed from Ground | Gas (Historical Use) | 4000 | Bare Steel | 1994-10-01 | Galvanized Steel
9034033 | 3 | [5 empty] | Removed from Ground | Gas (Historical Use) | 4000 | Bare Steel | 1994-10-01 | Galvanized Steel
9034033 | 4A | Ball Float | 1994-11-07 | no | 1994-11-07 | no | Currently in Use | Regular | 7520 | Galvanic (STIP-3) | 1994-10-25 | Fiberglass Reinforced Plastic | Pressurized
9034033 | 4B | Flapper Valve | 1994-11-07 | no | 1994-11-07 | no | Currently in Use | Premium | 4512 | Galvanic (STIP-3) | 1994-10-25 | Fiberglass Reinforced Plastic | Pressurized
9034034 | 1 | [5 empty] | Removed from Ground | Gas (Historical Use) | 3000 | Bare Steel | 1995-05-08 | Not Marked | Suction (American)
9034035 | PREM |  | 1998-11-01 | no | 1997-03-01 | no | Removed from Ground | Gas (Historical Use) | 3000 | Steel-Impressed Current | 1988-02-01 | Cathodically Protected | Suction (American)
9034035 | UNL |  | 1998-11-01 |  | 1997-03-01 |  | Removed from Ground | Gas (Historical Use) | 3000 | Steel-Impressed Current | 1988-02-01 | Cathodically Protected | Suction (American)
9034036 | 1 |  | 1998-10-01 |  | 1998-10-01 |  | Removed from Ground | Gas (Historical Use) | 8000 | Steel-Impressed Current | 1998-11-01 | Cathodically Protected | Safe Suction (Euro)
9034036 | 2 |  | 1998-10-01 |  | 1998-10-01 |  | Removed from Ground | Gas (Historical Use) | 8000 | Steel-Impressed Current | 1998-11-01 | Cathodically Protected | Safe Suction (Euro)
9034037 | 1 |  | 1998-11-01 |  | 1998-11-01 |  | Removed from Ground | Gas (Historical Use) | 3000 | Steel-Impressed Current | 1998-09-01 | Cathodically Protected | Safe Suction (Euro)
9034037 | 2 |  | 1998-11-01 |  | 1998-11-01 |  | Removed from Ground | Diesel | 3000 | Steel-Impressed Current | 1998-09-01 | Cathodically Protected | Safe Suction (Euro)
9034037 | 3 |  | 1998-11-01 |  | 1998-11-01 |  | Removed from Ground | Gas (Historical Use) | 4000 | Steel-Impressed Current | 1998-09-01 | Cathodically Protected | Safe Suction (Euro)
9034037 | 4 |  | 1998-11-01 |  | 1998-11-01 |  | Removed from Ground | Gas (Historical Use) | 4000 | Steel-Impressed Current | 1998-09-01 | Cathodically Protected | Safe Suction (Euro)
9034037 | 5A | Ball Float | 2002-11-11 | no | 2002-11-11 | no | Currently in Use | Regular | 10000 | Composite | 2002-11-11 | Fiberglass Reinforced Plastic | Pressurized
9034037 | 5B | Ball Float | 2002-11-11 | no | 2002-11-11 | no | Currently in Use | Premium | 5000 | Composite | 2002-11-11 | Fiberglass Reinforced Plastic | Pressurized
9034037 | 6A | Ball Float | 2002-11-11 | no | 2002-11-11 | no | Currently in Use | Diesel | 8000 | Composite | 2002-11-11 | Fiberglass Reinforced Plastic | Pressurized
9034037 | 6B | Ball Float | 2002-11-11 | no | 2002-11-11 | no | Currently in Use | Diesel | 4000 | Composite | 2002-11-11 | Fiberglass Reinforced Plastic | Pressurized
9034038 | 1 |  |  |  | 1987-09-01 |  | Removed from Ground | Gas (Historical Use) | 4000 | Bare Steel | 1976-01-01 | Galvanized Steel | Safe Suction (Euro)
9034038 | 2 |  |  |  | 1987-09-01 |  | Removed from Ground | Gas (Historical Use) | 4000 | Bare Steel | 1976-01-01 | Galvanized Steel | Safe Suction (Euro)
9034038 | 3 |  |  |  | 1987-09-01 |  | Removed from Ground | Gas (Historical Use) | 4000 | Bare Steel | 1976-01-01 | Galvanized Steel | Safe Suction (Euro)
9034038 | 4 |  |  |  | 1987-09-01 |  | Removed from Ground | Gas (Historical Use) | 4000 | Bare Steel | 1976-01-01 | Galvanized Steel | Safe Suction (Euro)
9034038 | 5 |  | 1997-07-01 |  | 1997-07-01 |  | Currently in Use | Gas (Historical Use) | 10000 | Fiberglass | 1997-07-01 | Fiberglass Reinforced Plastic | Pressurized
9034038 | 6 |  | 1997-07-01 |  | 1997-07-01 |  | Currently in Use | Gas (Historical Use) | 6000 | Fiberglass | 1997-07-01 | Fiberglass Reinforced Plastic | Pressurized
9034039 | 1 |  | 1991-03-21 |  | 1998-08-01 |  | Removed from Ground | Gas (Historical Use) | 10000 | Fiberglass | 1990-01-10 | Cathodically Protected | Pressurized
9034039 | 2 |  | 1991-03-21 |  | 1998-08-01 |  | Removed from Ground | Gas (Historical Use) | 10000 | Fiberglass | 1990-01-10 | Cathodically Protected | Pressurized
9034039 | 3 |  | 1991-03-21 |  | 1998-08-01 |  | Removed from Ground | Gas (Historical Use) | 10000 | Fiberglass | 1990-01-10 | Cathodically Protected | Pressurized
9034039 | 4 |  | 1991-03-21 |  | 1998-08-01 |  | Removed from Ground | Diesel | 10000 | Fiberglass | 1990-01-01 | Cathodically Protected | Pressurized
9034039 | 5 |  | 2013-04-01 | no | 2013-04-01 | no | Currently in Use | Gas (Historical Use) | 20000 | Composite Double Walled | 2013-04-01 | Double-Walled Fiberglass | Pressurized
9034039 | 6A |  | 2013-04-01 | no | 2013-04-01 | no | Currently in Use | Gas (Historical Use) | 4000 | Composite Double Walled | 2013-04-01 | Double-Walled Fiberglass | Pressurized
9034039 | 6B |  | 2013-04-01 | no | 2013-04-01 | no | Currently in Use | Gas (Historical Use) | 4000 | Composite Double Walled | 2013-04-01 | Double-Walled Fiberglass | Pressurized
9034039 | 6C |  | 2013-04-01 | no | 2013-04-01 | no | Currently in Use | Diesel | 4000 | Composite Double Walled | 2013-04-01 | Double-Walled Fiberglass | Pressurized
9034040 | 1A | Flapper Valve | 1994-03-18 | no | 1994-03-18 | no | Currently in Use | Regular | 4000 | Composite | 1994-03-18 | Fiberglass Reinforced Plastic | Pressurized
9034040 | 1B | Flapper Valve | 1994-03-18 | no | 1994-03-18 | no | Currently in Use | Diesel | 2500 | Composite | 1994-03-18 | Fiberglass Reinforced Plastic | Pressurized
9034040 | 1C | Flapper Valve | 1994-06-18 | no | 1994-06-18 | no | Currently in Use | Plus | 1500 | Composite | 1994-03-18 | Fiberglass Reinforced Plastic | Pressurized
9034041 | 1 |  | 1998-10-01 |  | 1998-10-01 |  | Currently in Use | Gas (Historical Use) | 4000 | Steel-Impressed Current | 1990-03-21 | Steel (Impressed Current) | Safe Suction (Euro)
9034041 | 2 | Flapper Valve | 1998-10-01 |  | 1998-10-01 |  | Currently in Use | Gas (Historical Use) | 4000 | Steel-Impressed Current | 1990-03-21 | Steel (Impressed Current) | Safe Suction (Euro)
9034042 | 1 |  | 1999-01-26 |  | 1995-09-01 |  | Currently in Use | Gas (Historical Use) | 3000 | Composite | 1988-01-01 | Fiberglass Reinforced Plastic | Pressurized
9034042 | 2 |  | 1999-01-26 |  | 1995-09-01 |  | Currently in Use | Diesel | 3000 | Composite | 1988-01-01 | Fiberglass Reinforced Plastic | Pressurized
9034042 | 3 |  | 2006-02-15 | no | 2006-02-15 | no | Currently in Use | Gas (Historical Use) | 8000 | Composite | 2006-02-15 | Fiberglass Reinforced Plastic | Pressurized
9034042 | 4 |  | 2006-02-15 | no | 2006-02-15 | no | Currently in Use | Diesel | 3000 | Composite | 2006-02-15 | Fiberglass Reinforced Plastic | Pressurized
9034043 | 1 | Ball Float | 1998-06-01 | no | 1998-06-01 | no | Currently in Use | Diesel | 8000 | Composite | 1998-06-01 | Double-Walled Flex | Pressurized
9034043 | 2 | Ball Float | 1998-06-01 | no | 1998-06-01 | no | Currently in Use | Regular | 10000 | Composite | 1998-06-01 | Double-Walled Flex | Pressurized
9034043 | PLUS | [5 empty] | Removed from Ground | Gas (Historical Use) | 3000 | Bare Steel | 1998-03-01 | Galvanized Steel | Suction (American)
9034043 | PREM | [5 empty] | Removed from Ground | Gas (Historical Use) | 1000 | Bare Steel | 1998-03-01 | Galvanized Steel | Suction (American)
9034043 | UNL | [5 empty] | Removed from Ground | Gas (Historical Use) | 5000 | Bare Steel | 1998-03-01 | Galvanized Steel | Suction (American)
9034044 | 1 |  | 1995-06-30 |  | 1995-06-30 |  | Removed from Ground | Gas (Historical Use) | 3000 | Steel-Impressed Current | 1990-03-21 | Steel (Impressed Current) | Safe Suction (Euro)
9034044 | 2 |  | 1995-06-30 |  | 1995-06-30 |  | Removed from Ground | Gas (Historical Use) | 4000 | Steel-Impressed Current | 1990-03-21 | Steel (Impressed Current) | Safe Suction (Euro)
9034045 | 1 |  | 1989-01-01 |  | 1989-01-01 |  | Removed from Ground | Gas (Historical Use) | 8000 | Galvanic (STIP-3) | 1989-01-01 | Cathodically Protected | Suction (American)
9034045 | 2 |  | 1989-01-01 |  | 1989-01-01 |  | Removed from Ground | Gas (Historical Use) | 8000 | Galvanic (STIP-3) | 1989-01-01 | Cathodically Protected | Suction (American)
9034045 | 3 |  | 1989-01-01 |  | 1989-01-01 |  | Removed from Ground | Gas (Historical Use) | 8000 | Galvanic (STIP-3) | 1989-01-01 | Cathodically Protected | Suction (American)
9034046 | 1 |  | 1997-06-10 |  | 1997-06-10 |  | Removed from Ground | Gas (Historical Use) | 6000 | Cathodically Protected Steel | 1986-08-14 | Cathodically Protected | Pressurized
9034046 | 2 |  | 1997-06-10 |  | 1997-06-10 |  | Removed from Ground | Gas (Historical Use) | 6000 | Cathodically Protected Steel | 1986-08-14 | Cathodically Protected | Pressurized
9034046 | 3 |  | 1997-06-10 |  | 1997-06-10 |  | Removed from Ground | Gas (Historical Use) | 6000 | Cathodically Protected Steel | 1986-08-14 | Cathodically Protected | Pressurized
9034046 | 4 |  | 1997-06-10 |  | 1997-06-10 |  | Removed from Ground | Diesel | 10000 | Cathodically Protected Steel | 1986-08-14 | Cathodically Protected | Pressurized
9034047 | 1 | [5 empty] | Removed from Ground | Gas (Historical Use) | 1000 | Bare Steel | 1998-12-21 | Bare Steel | Pressurized
9034047 | 2 | [5 empty] | Removed from Ground | Gas (Historical Use) | 1000 | Bare Steel | 1998-12-21 | Bare Steel | Pressurized
9034049 | 1A |  | 1996-02-21 |  | 1996-02-21 |  | Currently in Use | Gas (Historical Use) | 8000 | Composite | 1996-02-19 | Fiberglass Reinforced Plastic | Pressurized
9034049 | 1B |  | 1996-02-21 |  | 1996-02-21 |  | Currently in Use | Gas (Historical Use) | 4000 | Composite | 1996-02-19 | Fiberglass Reinforced Plastic | Pressurized
9034050 | 1 | [5 empty] | Removed from Ground | Gas (Historical Use) | 1000 | Not Marked/Unknown | 1996-04-23 | Not Marked
9034050 | 2 | [5 empty] | Removed from Ground | Gas (Historical Use) | 1000 | Not Marked/Unknown | 1996-04-23 | Not Marked
9034050 | 3 | [5 empty] | Removed from Ground | Gas (Historical Use) | 1000 | Not Marked/Unknown | 1996-04-23 | Not Marked
9034050 | 4 | [5 empty] | Removed from Ground | Gas (Historical Use) | 1000 | Not Marked/Unknown | 1996-04-23 | Not Marked
9034050 | 5 | [5 empty] | Removed from Ground | Gas (Historical Use) | 1000 | Not Marked/Unknown | 1996-04-23 | Not Marked
9034050 | 6 | [5 empty] | Removed from Ground | Diesel | 1000 | Not Marked/Unknown | 1996-04-23 | Not Marked
9034050 | 7 | [5 empty] | Removed from Ground | Kerosene | 1000 | Not Marked/Unknown | 1996-04-23 | Not Marked
9034050 | 8 | [5 empty] | Removed from Ground | Gas (Historical Use) | 550 | Not Marked/Unknown | 1996-04-23 | Not Marked
9034051 | 1 | [5 empty] | Currently in Use | Gas (Historical Use) | 1000 | Not Marked/Unknown |  | Not Marked
9034052 | 1 |  | 1995-09-01 |  | 1995-09-01 |  | Removed from Ground | Diesel | 8200 | Cathodically Protected Steel | 1995-09-01 | Fiberglass Reinforced Plastic | Pressurized
9034052 | 2 |  | 1995-09-01 |  | 1995-09-01 |  | Removed from Ground | Gas (Historical Use) | 4000 | Cathodically Protected Steel | 1995-09-01 | Fiberglass Reinforced Plastic | Pressurized
9034052 | 3 |  | 1998-09-08 |  | 1998-09-08 |  | Currently in Use | Gas (Historical Use) | 5000 | Composite | 1998-09-04 | Double-Walled Flex | Pressurized
9034052 | 4 |  | 1998-09-08 |  | 1998-09-08 |  | Currently in Use | Diesel | 10000 | Composite | 1998-09-04 | Double-Walled Flex | Pressurized
9034053 | 1 | [5 empty] | Removed from Ground | Gas (Historical Use) | 560 | Not Marked/Unknown | 1996-07-01 | Not Marked
9034054 | 1 | Ball Float | 1996-05-30 | no | 1996-06-03 | no | Currently in Use | Gas (Historical Use) | 10000 | Galvanic (STIP-3) | 1995-05-25 | Fiberglass Reinforced Plastic | Pressurized
9034054 | 2 | Ball Float | 1996-05-30 | no | 1996-06-03 | no | Currently in Use | Gas (Historical Use) | 10000 | Galvanic (STIP-3) | 1995-05-25 | Fiberglass Reinforced Plastic | Pressurized
9034054 | 3 | Ball Float | 1996-05-30 | no | 1996-06-03 | no | Currently in Use | Diesel | 15000 | Galvanic (STIP-3) | 1995-05-25 | Fiberglass Reinforced Plastic | Pressurized
9034054 | 4 | Flapper Valve | 2014-07-15 | no | 2014-07-15 | no | Currently in Use | Diesel | 8000 | Epoxy Double-Walled | 2014-07-15 | Fiberglass Reinforced Plastic | Pressurized
9034055 | 1 | Flapper Valve | 1997-01-10 | no | 1997-01-10 | no | Currently in Use | Regular | 8000 | Composite | 1997-01-06 | Fiberglass Reinforced Plastic | Pressurized
9034055 | 2 | Flapper Valve | 1997-01-10 | no | 1997-01-10 | no | Currently in Use | Diesel | 2000 | Composite | 1997-01-06 | Fiberglass Reinforced Plastic | Pressurized
9034055 | 3 | Flapper Valve | 1997-01-10 | no | 1997-01-10 | no | Currently in Use | Premium | 6000 | Composite | 1997-01-06 | Fiberglass Reinforced Plastic | Pressurized
9034056 | 1 | [5 empty] | Removed from Ground | Gas (Historical Use) | 1000 | Not Marked/Unknown | 1997-06-23 | Not Marked
9034056 | 2 | [5 empty] | Removed from Ground | Gas (Historical Use) | 5000 | Not Marked/Unknown | 1997-06-23 | Not Marked
9034056 | 3 | [5 empty] | Removed from Ground | Gas (Historical Use) | 5000 | Not Marked/Unknown | 1997-06-23 | Not Marked
9034057 | 1 | [5 empty] | Removed from Ground | Gas (Historical Use) | 8000 | Not Marked/Unknown | 1999-06-22 | Not Marked
9034058 | 1 | [5 empty] | Removed from Ground | Other | 2000 | Not Marked/Unknown | 1998-12-01 | Not Marked
9034058 | 2 | [5 empty] | Removed from Ground | Other | 2000 | Not Marked/Unknown | 1998-12-01 | Not Marked
9034059 | 1 | Flapper Valve | 1998-10-09 | no | 1998-10-09 | no | Currently in Use | Diesel | 10000 | Composite | 1998-10-01 |  | Pressurized
9034059 | 2 | Flapper Valve | 1998-10-09 | no | 1998-10-09 | no | Currently in Use | Regular | 8000 | Composite | 1998-10-01 |  | Pressurized
9034059 | 3A | Flapper Valve | 1998-10-09 | no | 1998-10-09 | no | Currently in Use | Plus | 4000 | Composite | 1998-10-01 |  | Pressurized
9034059 | 3B | Flapper Valve | 1998-10-09 | no | 1998-10-09 | no | Currently in Use | Premium | 4000 | Composite | 1998-10-01 |  | Pressurized
9034060 | 1A |  | 1998-08-10 |  | 1998-08-10 |  | Temporarily out of use | Gas (Historical Use) | 8000 | Epoxy | 1998-07-29 | Fiberglass Reinforced Plastic | Pressurized
9034060 | 1B |  | 1998-08-10 | no | 1998-08-10 | no | Temporarily out of use | Gas (Historical Use) | 4000 | Epoxy | 1998-07-29 | Fiberglass Reinforced Plastic | Pressurized
9034060 | 2 |  | 1998-08-10 |  | 1998-08-10 |  | Temporarily out of use | Diesel | 4000 | Epoxy | 1998-07-29 | Fiberglass Reinforced Plastic | Pressurized
9034061 | 1 | Ball Float | 1998-06-01 | no | 1998-06-01 | no | Currently in Use | Diesel | 20000 | Composite | 1998-06-01 | Fiberglass Reinforced Plastic | Pressurized
9034061 | 2 | Ball Float | 1998-06-01 | no | 1998-06-01 | no | Currently in Use | Diesel | 10000 | Composite | 1998-06-01 | Fiberglass Reinforced Plastic | Pressurized
9034061 | 3 | Ball Float | 1998-06-01 | no | 1998-06-01 | no | Currently in Use | Regular | 8000 | Composite | 1998-06-01 | Fiberglass Reinforced Plastic | Pressurized
9034061 | 4 | Ball Float | 1998-06-01 | no | 1998-06-01 | no | Currently in Use | Premium | 6000 | Composite | 1998-06-01 | Fiberglass Reinforced Plastic | Pressurized
9034062 | 1A | Flapper Valve | 2000-02-07 | no | 2000-02-07 | no | Currently in Use | Regular | 4000 | Composite | 2000-02-01 | Fiberglass Reinforced Plastic | Safe Suction (Euro)
9034062 | 1B | Flapper Valve | 2000-02-07 | no | 2000-02-07 | no | Currently in Use | Premium | 2000 | Composite | 2000-02-01 | Fiberglass Reinforced Plastic | Safe Suction (Euro)
9034063 | 1A | Ball Float | 2000-12-07 | no | 2000-12-07 | no | Currently in Use | Regular | 8000 | Composite | 2000-12-05 | Fiberglass Reinforced Plastic | Pressurized
9034063 | 1B | Ball Float | 2000-12-07 | no | 2000-12-07 | no | Currently in Use | E-0 | 4000 | Composite | 2000-12-05 | Fiberglass Reinforced Plastic | Pressurized
9034064 | 1 | [5 empty] | Removed from Ground | Gas (Historical Use) | 1000 | Bare Steel | 1977-01-01 | Bare Steel | Safe Suction (Euro)
9034064 | 2 | [5 empty] | Removed from Ground | Gas (Historical Use) | 1000 | Bare Steel | 1977-01-01 | Bare Steel | Safe Suction (Euro)
9034065 | 1 | Ball Float | 1999-09-01 | no | 1999-09-01 | no | Currently in Use | Regular | 12158 | Composite | 1999-09-01 | Fiberglass Reinforced Plastic | Pressurized
9034065 | 2 | Ball Float | 1999-09-01 | no | 1999-09-01 | no | Currently in Use | Premium | 8178 | Composite | 1999-09-01 | Fiberglass Reinforced Plastic | Pressurized
9035001 | 1 | Ball Float | 1992-01-15 | no | 1992-01-15 | no | Currently in Use | Regular | 8000 | Galvanic (STIP-3) | 1989-01-01 | Double-Walled Flex | Pressurized
9035001 | 2 | Ball Float | 1992-01-15 | no | 1992-10-15 | no | Currently in Use | Premium | 8000 | Galvanic (STIP-3) | 1989-01-01 | Double-Walled Flex | Pressurized
9035001 | 3 | Ball Float | 1992-01-15 | no | 1992-01-15 | no | Currently in Use | Premium | 6000 | Galvanic (STIP-3) | 1989-01-01 | Double-Walled Flex | Pressurized
9035001 | 4 | Ball Float | 1992-01-15 | no | 1992-01-15 | no | Currently in Use | Diesel | 6000 | Galvanic (STIP-3) | 1989-01-01 | Double-Walled Flex | Pressurized
9035002 | 1 | Flapper Valve | 1990-03-12 | no | 1990-03-12 | no | Currently in Use | Regular | 6000 | Galvanic (STIP-3) | 1990-01-01 | Fiberglass Reinforced Plastic | Pressurized
9035002 | 2 | Flapper Valve | 1990-03-12 | no | 1990-03-12 | no | Currently in Use | Plus | 6000 | Galvanic (STIP-3) | 1990-01-01 | Fiberglass Reinforced Plastic | Pressurized
9035002 | 3 | Flapper Valve | 1990-03-12 | no | 1990-03-12 | no | Currently in Use | Premium | 6000 | Galvanic (STIP-3) | 1990-01-01 | Fiberglass Reinforced Plastic | Pressurized
9035003 | 1 | Flapper Valve | 1997-12-01 | no | 1997-12-01 | no | Temporarily out of use | Regular | 4000 | Steel-Impressed Current | 1976-01-01 | Fiberglass Reinforced Plastic | Pressurized
9035003 | 2 | Flapper Valve | 1997-12-01 | no | 1997-12-01 | no | Temporarily out of use | Premium | 6000 | Steel-Impressed Current | 1976-01-01 | Fiberglass Reinforced Plastic | Pressurized
9035003 | 3 | Flapper Valve | 1997-12-01 | no | 1997-12-01 | no | Temporarily out of use | Diesel | 4000 | Steel-Impressed Current | 1976-01-01 | Fiberglass Reinforced Plastic | Pressurized
9035005 | 1A | Ball Float | 1992-02-28 | no | 1992-02-28 | no | Currently in Use |  | 8000 | Galvanic (STIP-3) | 1992-02-28 | Fiberglass Reinforced Plastic | Pressurized
9035005 | 1B | Ball Float | 1992-02-28 | no | 1992-02-28 | no | Temporarily out of use |  | 4000 | Galvanic (STIP-3) | 1992-02-28 | Fiberglass Reinforced Plastic | Pressurized
9035006 | 1 |  | 1999-01-13 |  | 1999-01-13 |  | Removed from Ground | Gas (Historical Use) | 4000 | Steel-Impressed Current | 1985-01-01 | Cathodically Protected | Suction (American)
9035006 | 2 |  | 1999-01-13 |  | 1999-01-13 |  | Removed from Ground | Gas (Historical Use) | 4000 | Steel-Impressed Current | 1979-01-01 | Cathodically Protected | Suction (American)
9035006 | 3 |  | 1999-01-13 |  | 1999-01-13 |  | Removed from Ground | Gas (Historical Use) | 2000 | Cathodically Protected Steel | 1984-01-01 | Cathodically Protected | Suction (American)
9035006 | 4 |  | 1999-01-13 |  | 1999-01-13 |  | Removed from Ground | Diesel | 2000 | Cathodically Protected Steel | 1979-01-01 | Cathodically Protected | Safe Suction (Euro)
9035006 | 5 | [5 empty] | Removed from Ground | Empty | 0 | Bare Steel | 1996-04-01 | Not Marked
9035007 | 1 | [5 empty] | Removed from Ground | Diesel | 5000 | Double Walled | 1989-01-01 | Fiberglass Reinforced Plastic
9035008 | 1 | Flapper Valve | 1992-02-29 | no | 1992-02-29 | no | Removed from Ground |  | 3000 | Galvanic (STIP-3) | 1992-02-29 | Fiberglass Reinforced Plastic | Safe Suction (Euro)
9035008 | 2 | Flapper Valve | 1992-02-29 | no | 1992-02-29 | no | Removed from Ground |  | 3000 | Galvanic (STIP-3) | 1992-02-29 | Fiberglass Reinforced Plastic | Safe Suction (Euro)
9035009 | 1 | [5 empty] | Removed from Ground | Gas (Historical Use) | 5000 | Bare Steel | 1989-01-01 | Fiberglass Reinforced Plastic
9035010 | 1 | [5 empty] | Removed from Ground | Diesel | 2000 | Bare Steel | 1962-01-01 | Galvanized Steel | Safe Suction (Euro)
9035010 | 2 | [5 empty] | Removed from Ground | Diesel | 2000 | Bare Steel | 1962-01-01 | Galvanized Steel | Safe Suction (Euro)
9035010 | 3 | [5 empty] | Removed from Ground | Gas (Historical Use) | 6000 | Bare Steel | 1977-01-01 | Galvanized Steel | Safe Suction (Euro)
9035010 | 4 | [5 empty] | Removed from Ground | Gas (Historical Use) | 4000 | Bare Steel | 1977-01-01 | Galvanized Steel | Safe Suction (Euro)
9035010 | 5 | [5 empty] | Removed from Ground | Gas (Historical Use) | 8300 | Bare Steel | 1962-01-01 | Galvanized Steel | Pressurized
9035010 | 6 | [5 empty] | Removed from Ground | Gas (Historical Use) | 6000 | Bare Steel | 1962-01-01 | Galvanized Steel | Pressurized
9035010 | 7 | [5 empty] | Removed from Ground | Gas (Historical Use) | 6000 | Bare Steel | 1977-01-01 | Galvanized Steel | Gravity Fed
9035010 | WEST 3B |  | 1992-11-02 | no | 1992-11-02 | no | Currently in Use | Diesel | 4000 | Galvanic (STIP-3) | 1992-11-02 | Double-Walled Fiberglass | Pressurized
9035010 | WEST1 |  | 1992-11-02 |  | 1992-11-02 |  | Currently in Use | Diesel | 10000 | Galvanic (STIP-3) | 1992-11-02 | Double-Walled Fiberglass | Pressurized
9035010 | WEST2 |  | 1992-11-02 |  | 1992-11-02 |  | Currently in Use | Gas (Historical Use) | 10000 | Galvanic (STIP-3) | 1992-11-02 | Double-Walled Fiberglass | Pressurized
9035010 | WEST3A |  | 1992-11-02 |  | 1992-11-02 |  | Currently in Use | Gas (Historical Use) | 6000 | Galvanic (STIP-3) | 1992-11-02 | Double-Walled Fiberglass | Pressurized
9035011 | 1 | [5 empty] | Removed from Ground | Gas (Historical Use) | 3000 | Marked Unknown | 1992-07-31 | Unknown
9035011 | 2 | [5 empty] | Removed from Ground | Gas (Historical Use) | 3000 | Marked Unknown | 1992-07-31 | Unknown
9035011 | 3 | [5 empty] | Removed from Ground | Gas (Historical Use) | 3000 | Marked Unknown | 1992-07-31 | Unknown
9035012 | 1 | [5 empty] | Removed from Ground | Other | 65 | Marked Unknown |  | Unknown
9035012 | 2 | [5 empty] | Removed from Ground | Other | 65 | Marked Unknown |  | Unknown
9035012 | 3 | [5 empty] | Removed from Ground | Other | 65 | Marked Unknown |  | Unknown
9035012 | 4 | [5 empty] | Removed from Ground | Other | 65 | Marked Unknown |  | Unknown
9035012 | 5 | [5 empty] | Removed from Ground | Other | 275 | Marked Unknown |  | Unknown
9035012 | 6 | [5 empty] | Removed from Ground | Other | 1000 | Marked Unknown |  | Unknown
9035012 | 7 | [5 empty] | Removed from Ground | Other | 1000 | Marked Unknown |  | Unknown
9035012 | 8 | [5 empty] | Removed from Ground | Other | 560 | Marked Unknown |  | Unknown
9035013 | 10475-1 | [5 empty] | Removed from Ground | Gas (Historical Use) | 1000 | Bare Steel | 1971-01-01 | Galvanized Steel
9035013 | 10475-2 | [5 empty] | Removed from Ground | Gas (Historical Use) | 1000 | Bare Steel | 1980-01-01 | Galvanized Steel
9035013 | 10475-3 | [5 empty] | Removed from Ground | Diesel | 500 | Bare Steel | 1993-04-07 | Galvanized Steel
9035014 | 1 |  | 1996-07-17 |  | 1996-07-17 |  | Currently in Use | Gas (Historical Use) | 6000 | Steel-Impressed Current | 1981-01-01 | Cathodically Protected | Suction (American)
9035014 | 2 |  | 1996-07-17 |  | 1996-07-17 |  | Currently in Use | Gas (Historical Use) | 4000 | Steel-Impressed Current | 1981-01-01 | Cathodically Protected | Suction (American)
9035014 | 3 |  | 1996-07-17 |  | 1996-07-17 |  | Currently in Use | Gas (Historical Use) | 4000 | Steel-Impressed Current | 1981-01-01 | Cathodically Protected | Suction (American)
9035015 | 1 | [5 empty] | Removed from Ground | Gas (Historical Use) | 0 | Not Marked/Unknown | 1993-04-08 | Not Marked
9035015 | 2 | [5 empty] | Removed from Ground | Gas (Historical Use) | 0 | Not Marked/Unknown | 1993-04-08 | Not Marked
9035015 | 3 | [5 empty] | Removed from Ground | Gas (Historical Use) | 0 | Not Marked/Unknown | 1993-04-08 | Not Marked
9035016 | 1 | [5 empty] | Removed from Ground | Gas (Historical Use) | 10000 | Bare Steel | 1980-05-09 | Bare Steel
9035016 | 2 | [5 empty] | Removed from Ground | Gas (Historical Use) | 10000 | Bare Steel | 1980-05-09 | Bare Steel
9035017 | 1 | [5 empty] | Removed from Ground | Diesel | 10000 | Bare Steel | 1955-05-16 | Bare Steel
9035018 | 3 | [5 empty] | Removed from Ground | Diesel | 1000 | Bare Steel | 1955-05-16 | Bare Steel
9035019 | 1 | [5 empty] | Removed from Ground | Diesel | 560 | Not Marked/Unknown | 1992-08-01 | Not Marked
9035021 | 1A | Ball Float | 2003-08-25 | no | 2003-08-25 | no | Currently in Use | Gas (Historical Use) | 12000 | Epoxy | 2003-08-23 | Fiberglass Reinforced Plastic | Pressurized
9035021 | 1B | Ball Float | 2003-08-23 | no | 2003-08-23 | no | Currently in Use | Gas (Historical Use) | 8000 | Epoxy | 2003-08-23 | Fiberglass Reinforced Plastic | Pressurized
9035021 | 2 | Ball Float | 2003-08-25 | no | 2003-08-25 | no | Currently in Use | Diesel | 6000 | Epoxy | 2003-08-23 | Fiberglass Reinforced Plastic | Pressurized
9035021 | D | [5 empty] | Removed from Ground | Diesel | 3000 | Bare Steel | 1999-03-10 | Galvanized Steel | Suction (American)
9035021 | PU | [5 empty] | Removed from Ground | Gas (Historical Use) | 4000 | Bare Steel | 1999-03-10 | Galvanized Steel | Suction (American)
9035021 | RU | [5 empty] | Removed from Ground | Gas (Historical Use) | 6000 | Bare Steel | 1999-03-10 | Galvanized Steel | Suction (American)
9035021 | UT | [5 empty] | Removed from Ground | Gas (Historical Use) | 4000 | Bare Steel | 1999-03-10 | Galvanized Steel | Suction (American)
9035022 | 1 | [5 empty] | Removed from Ground | Gas (Historical Use) | 10000 | Bare Steel | 1981-01-02 | Galvanized Steel
9035022 | 2 | [5 empty] | Removed from Ground | Gas (Historical Use) | 4000 | Bare Steel | 1969-01-05 | Galvanized Steel
9035022 | 3 | [5 empty] | Removed from Ground | Gas (Historical Use) | 3000 | Bare Steel | 1969-01-05 | Galvanized Steel
9035022 | DL1 | Flapper Valve | 1998-05-26 | no | 1987-05-15 | no | Currently in Use | Diesel | 2000 | Galvanic (STIP-3) | 1987-05-15 | Fiberglass Reinforced Plastic | Pressurized
9035022 | PU1 | Flapper Valve | 1998-05-26 | no | 1987-05-15 | no | Currently in Use | Regular | 4000 | Galvanic (STIP-3) | 1987-05-15 | Fiberglass Reinforced Plastic | Pressurized
9035022 | RU1 | Flapper Valve | 1998-05-26 | no | 1987-05-15 | no | Currently in Use | Premium | 4000 | Galvanic (STIP-3) | 1987-05-15 | Fiberglass Reinforced Plastic | Pressurized
9035022 | UP1 | Flapper Valve | 1998-05-26 | no | 1987-05-15 | no | Currently in Use | E-10 | 4000 | Galvanic (STIP-3) | 1987-05-15 | Fiberglass Reinforced Plastic | Pressurized
9035023 | 1 | Flapper Valve | 1999-01-04 | no | 1999-01-04 | no | Currently in Use | Gas (Historical Use) | 8000 | Steel-Impressed Current | 1999-01-04 | Steel (Impressed Current) | Pressurized
9035023 | 2 | Flapper Valve | 1999-01-04 | no | 1999-01-04 | no | Currently in Use | Gas (Historical Use) | 8000 | Steel-Impressed Current | 1999-01-04 | Steel (Impressed Current) | Pressurized
9035023 | 3 | Flapper Valve | 1999-01-04 | no | 1999-01-04 | no | Currently in Use | Gas (Historical Use) | 6000 | Steel-Impressed Current | 1999-01-04 | Steel (Impressed Current) | Pressurized
9035024 | 1 |  | 1998-09-01 | no | 1998-09-01 | no | Removed from Ground | Diesel | 10000 | Steel-Impressed Current | 1980-01-01 |  | Pressurized
9035024 | 2 |  | 1998-09-01 | no | 1998-09-01 | no | Removed from Ground | Gas (Historical Use) | 10000 | Steel-Impressed Current | 1980-01-01 |  | Pressurized
9035024 | 3 |  | 1998-09-01 | no | 1998-09-01 | no | Removed from Ground | Gas (Historical Use) | 10000 | Steel-Impressed Current | 1980-01-01 |  | Pressurized
9035024 | 4 |  | 1998-09-01 | no | 1998-09-01 | no | Removed from Ground | Diesel | 10000 | Steel-Impressed Current | 1980-01-01 |  | Pressurized
9035026 | RU | [5 empty] | Removed from Ground | Gas (Historical Use) | 6000 | Not Marked/Unknown | 1960-01-01 | Not Marked
9035026 | SUPER | [5 empty] | Removed from Ground | Gas (Historical Use) | 2000 | Not Marked/Unknown | 1982-01-01 | Not Marked
9035026 | UPLUS | [5 empty] | Removed from Ground | Gas (Historical Use) | 4000 | Not Marked/Unknown | 1960-01-01 | Not Marked
9035027 | 1 | [5 empty] | Removed from Ground | Gas (Historical Use) | 3000 | Bare Steel | 1965-01-01 | Galvanized Steel | Suction (American)
9035027 | 2 | [5 empty] | Removed from Ground | Gas (Historical Use) | 2000 | Bare Steel | 1965-01-01 | Galvanized Steel | Suction (American)
9035028 | 1 | [5 empty] | Permanently Out Of Use | Gas (Historical Use) | 6000 | Bare Steel | 1977-04-01 | Galvanized Steel | Suction (American)
9035028 | 2 | [5 empty] | Permanently Out Of Use | Gas (Historical Use) | 3000 | Bare Steel | 1977-04-01 | Bare Steel | Suction (American)
9035028 | 3 | [5 empty] | Permanently Out Of Use | Gas (Historical Use) | 3000 | Bare Steel | 1977-04-01 | Bare Steel | Suction (American)
9035028 | 4 | [5 empty] | Permanently Out Of Use | Diesel | 4000 | Bare Steel | 1977-04-01 | Bare Steel | Suction (American)
9035029 | 1 | [5 empty] | Removed from Ground | Diesel | 10152 | Not Marked/Unknown | 1986-11-01 | Not Marked
9035030 | 1 | [5 empty] | Removed from Ground | Gas (Historical Use) | 560 | Cathodically Protected Steel | 1986-01-01 | Galvanized Steel | Suction (American)
9035030 | 2 | [5 empty] | Removed from Ground | Gas (Historical Use) | 1064 | Cathodically Protected Steel | 1997-05-28 | Galvanized Steel | Suction (American)
9035034 | 1 | [5 empty] | Removed from Ground | Diesel | 0 | Not Marked/Unknown | 1996-03-01 | Not Marked
9035036 | 1 | Ball Float | 1995-07-15 | no | 1995-07-15 | no | Currently in Use | Diesel | 6000 | Galvanic (STIP-3) | 1995-07-15 | Double-Walled Flex | Pressurized
9035036 | 2 | Ball Float | 1995-07-15 | no | 1995-07-15 | no | Currently in Use | Plus | 6000 | Galvanic (STIP-3) | 1995-07-15 | Double-Walled Flex | Pressurized
9035036 | 3 | Ball Float | 1995-07-15 | no | 1995-07-15 | no | Currently in Use | Premium | 10000 | Galvanic (STIP-3) | 1995-07-15 | Double-Walled Flex | Pressurized
9035036 | L-89835 | Ball Float | 1995-07-15 | no | 1995-07-15 | no | Currently in Use | Regular | 6000 | Galvanic (STIP-3) | 1995-07-15 | Double-Walled Flex | Pressurized
9035037 | 1 | Ball Float | 1995-10-06 | no | 1995-10-06 | no | Currently in Use | Regular | 8000 | Epoxy | 1995-09-27 | Double-Walled Flex | Pressurized
9035037 | 2 | Ball Float | 1995-10-06 | no | 1995-10-06 | no | Currently in Use | Premium | 12000 | Epoxy | 1995-09-27 | Double-Walled Flex | Pressurized
9035038 | 1 | [5 empty] | Removed from Ground | Gas (Historical Use) | 2000 | Not Marked/Unknown | 1996-08-01 | Not Marked
9035038 | 2 | [5 empty] | Removed from Ground | Gas (Historical Use) | 2000 | Not Marked/Unknown | 1996-08-01 | Not Marked
9035038 | 3 | Flapper Valve | 1996-08-08 |  | 1996-08-08 |  | Currently in Use | Kerosene | 2000 | Epoxy Double-Walled | 1996-08-01 | Fiberglass Reinforced Plastic | Safe Suction (Euro)
9035038 | 4 | Flapper Valve | 1996-08-08 |  | 1996-08-08 |  | Currently in Use | Gas (Historical Use) | 10000 | Epoxy Double-Walled | 1996-08-01 | Double-Walled Flex | Pressurized
9035038 | 5 | Flapper Valve | 1996-08-08 |  | 1996-08-08 |  | Currently in Use | Gas (Historical Use) | 10000 | Epoxy Double-Walled | 1996-08-01 | Double-Walled Flex | Pressurized
9035039 | 1 | [5 empty] | Removed from Ground | Gas (Historical Use) | 4000 | Not Marked/Unknown | 1996-08-01 | Not Marked
9035039 | 2 | [5 empty] | Removed from Ground | Gas (Historical Use) | 4000 | Not Marked/Unknown | 1996-08-01 | Not Marked
9035039 | 3 | [5 empty] | Removed from Ground | Gas (Historical Use) | 6000 | Not Marked/Unknown | 1996-08-01 | Not Marked
9035040 | 1 | [5 empty] | Removed from Ground | Gas (Historical Use) | 1000 | Not Marked/Unknown | 1997-06-28 | Not Marked
9035040 | 2 | [5 empty] | Removed from Ground | Gas (Historical Use) | 1000 | Not Marked/Unknown | 1997-06-28 | Not Marked
9035041 | 1 | [5 empty] | Removed from Ground | Gas (Historical Use) | 2000 | Not Marked/Unknown | 1997-07-07 | Not Marked
9035041 | 2 | [5 empty] | Removed from Ground | Gas (Historical Use) | 2000 | Not Marked/Unknown | 1997-07-07 | Not Marked
9035041 | 3 | [5 empty] | Removed from Ground | Gas (Historical Use) | 2000 | Not Marked/Unknown | 1997-07-08 | Not Marked
9035041 | 4 | [5 empty] | Removed from Ground | Diesel | 2000 | Not Marked/Unknown | 1997-07-08 | Not Marked
9035042 | 1 | Overfill Alarm | 1996-06-01 |  | 1996-06-01 |  | Currently in Use | Gas (Historical Use) | 10000 | Composite | 1996-06-01 | Double Walled | Pressurized
9035042 | 2 | Overfill Alarm | 1996-06-01 |  | 1996-06-01 |  | Currently in Use | Gas (Historical Use) | 10000 | Composite | 1996-06-01 | Double Walled | Pressurized
9035042 | 3 | Overfill Alarm | 1996-06-01 |  | 1996-06-01 |  | Currently in Use | Gas (Historical Use) | 10000 | Composite | 1996-06-01 | Double Walled | Pressurized
9035042 | 4 | Overfill Alarm | 1996-06-01 |  | 1996-06-01 |  | Currently in Use | Diesel | 10000 | Composite | 1996-06-01 | Double Walled | Pressurized
9035043 | 1 | [5 empty] | Removed from Ground | Diesel | 0 | Bare Steel |  | Bare Steel
9035043 | 2 | [5 empty] | Closed in Ground | Diesel | 1500 | Not Marked/Unknown |  | Not Marked
9035044 | 1 | [5 empty] | Removed from Ground | Gas (Historical Use) | 1000 | Not Marked/Unknown | 1998-03-23 | Not Marked
9035044 | 2 | [5 empty] | Removed from Ground | Diesel | 2000 | Not Marked/Unknown | 1998-03-23 | Not Marked
9035044 | 3 | [5 empty] | Removed from Ground | Diesel | 5000 | Not Marked/Unknown | 1998-03-23 | Not Marked
9035045 | 1 | [5 empty] | Removed from Ground | Gas (Historical Use) | 750 | Marked Unknown | 1998-12-05 | Galvanized Steel | Safe Suction (Euro)
9035045 | 2 | [5 empty] | Removed from Ground | Gas (Historical Use) | 750 | Marked Unknown | 1998-12-05 | Galvanized Steel | Safe Suction (Euro)
9035045 | 3 | [5 empty] | Removed from Ground | Gas (Historical Use) | 500 | Marked Unknown | 1998-12-05 | Galvanized Steel | Safe Suction (Euro)
9035046 | 1 | Overfill Alarm | 1997-09-10 | no | 1997-09-10 | no | Currently in Use | Regular | 12000 | Composite | 1997-09-10 | Double-Walled Flex | Pressurized
9035046 | 2 | Overfill Alarm | 1997-09-10 | no | 1997-09-10 | no | Currently in Use | Premium | 10000 | Composite | 1997-09-10 | Double-Walled Flex | Pressurized
9035046 | 3 | Overfill Alarm | 1997-09-10 | no | 1997-09-10 | no | Currently in Use | Diesel | 10000 | Composite | 1997-09-10 | Double-Walled Flex | Pressurized
9035047 | 1 | [5 empty] | Removed from Ground | Gas (Historical Use) | 2000 | Bare Steel | 1999-03-16 | Bare Steel | Safe Suction (Euro)
9035047 | 2 | [5 empty] | Removed from Ground | Other | 8000 | Bare Steel | 1999-03-16 | Bare Steel | Safe Suction (Euro)
9035047 | 3 |  | 1999-03-22 |  | 1999-03-22 |  | Temporarily out of use | Jet Fuel | 8000 | Composite | 1999-03-22 | Fiberglass Reinforced Plastic | Safe Suction (Euro)
9035048 | 1 | [5 empty] | Removed from Ground | Gas (Historical Use) | 881 | Bare Steel | 1997-10-06 | Bare Steel
9035048 | 2 | [5 empty] | Removed from Ground | Gas (Historical Use) | 881 | Bare Steel | 1997-10-06 | Bare Steel
9035048 | 3 | [5 empty] | Removed from Ground | Gas (Historical Use) | 881 | Bare Steel | 1997-10-06 | Bare Steel
9035049 | 1 | [5 empty] | Removed from Ground | Gas (Historical Use) | 6000 | Bare Steel | 1970-01-01 | Bare Steel
9035049 | 2 | [5 empty] | Removed from Ground | Gas (Historical Use) | 6000 | Bare Steel | 1970-01-01 | Bare Steel
9035050 | 1 | Flapper Valve | 2000-10-02 | no | 2000-10-02 | no | Currently in Use | Premium | 10000 | Composite | 2000-09-26 | Double-Walled Flex | Pressurized
9035050 | 2 | Flapper Valve | 2000-10-02 | no | 2000-10-02 | no | Currently in Use | Regular | 10000 | Composite | 2000-09-26 | Double-Walled Flex | Pressurized
9035050 | 3 | Flapper Valve | 2000-10-02 | no | 2000-10-02 | no | Currently in Use | E-10 | 10000 | Composite | 2000-09-26 | Double-Walled Flex | Pressurized
9035051 | 1 | [5 empty] | Removed from Ground | Diesel | 8 | Bare Steel | 1993-01-01 | Galvanized Steel | Suction (American)
9035052 | 1 | [5 empty] | Removed from Ground | Used Oil | 0 | Not Marked/Unknown |  | Not Marked
9035052 | 2 | [5 empty] | Removed from Ground | Diesel | 0 | Not Marked/Unknown |  | Not Marked
9035052 | 3 | [5 empty] | Removed from Ground | Gas (Historical Use) | 0 | Not Marked/Unknown |  | Not Marked
9035052 | 4 | [5 empty] | Removed from Ground | Diesel | 0 | Not Marked/Unknown |  | Not Marked
9035052 | 5 | [5 empty] | Removed from Ground | Gas (Historical Use) | 0 | Not Marked/Unknown |  | Not Marked
9035053 | 1 | [5 empty] | Removed from Ground | Other | 5000 | Marked Unknown |  | Unknown
9035054 | 1 | [5 empty] | Closed in Ground | Gas (Historical Use) | 0 | Not Marked/Unknown | 1970-01-01 | Not Marked
9035054 | 2 | [5 empty] | Closed in Ground | Diesel | 0 | Not Marked/Unknown | 1970-01-01 | Not Marked
9036001 | 1 |  | 1989-01-01 |  | 1989-01-01 |  | Removed from Ground | Gas (Historical Use) | 10000 | Fiberglass | 1989-01-01 | Fiberglass Reinforced Plastic | Pressurized
9036001 | 2 |  | 1989-01-01 |  | 1989-01-01 |  | Removed from Ground | Gas (Historical Use) | 10000 | Fiberglass | 1989-01-01 | Fiberglass Reinforced Plastic | Pressurized
9036001 | 3 |  | 1989-01-01 |  | 1989-01-01 |  | Removed from Ground | Gas (Historical Use) | 10000 | Fiberglass | 1989-01-01 | Fiberglass Reinforced Plastic | Pressurized
9036002 | 1 | [5 empty] | Removed from Ground | Gas (Historical Use) | 10000 | Cathodically Protected Steel | 1987-01-01 | Fiberglass Reinforced Plastic
9036002 | 2 | [5 empty] | Removed from Ground | Gas (Historical Use) | 10000 | Cathodically Protected Steel | 1987-01-01 | Fiberglass Reinforced Plastic
9036002 | 3 | [5 empty] | Removed from Ground | Gas (Historical Use) | 10000 | Cathodically Protected Steel | 1987-01-01 | Fiberglass Reinforced Plastic
9036002 | 4 | [5 empty] | Removed from Ground | Diesel | 10000 | Cathodically Protected Steel | 1987-01-01 | Fiberglass Reinforced Plastic
9036002 | 5 |  | 1991-09-15 |  | 1991-09-15 |  | Currently in Use | Gas (Historical Use) | 12000 | Cathodically Protected Steel | 1991-09-15 | Fiberglass Reinforced Plastic | Pressurized
9036002 | 6 |  | 1991-09-15 |  | 1991-09-15 |  | Currently in Use | Gas (Historical Use) | 6000 | Cathodically Protected Steel | 1991-09-15 | Fiberglass Reinforced Plastic | Pressurized
9036002 | 7 |  | 1991-09-15 |  | 1991-09-15 |  | Currently in Use | Gas (Historical Use) | 6000 | Cathodically Protected Steel | 1991-09-15 | Fiberglass Reinforced Plastic | Pressurized
9036002 | 8 |  |  | no |  | no | Closed in Ground | Kerosene | 500 | Unknown | 1992-01-01 | Unknown
9036003 | 1 | [5 empty] | Removed from Ground | Gas (Historical Use) | 6000 | Bare Steel | 1970-05-05 | Galvanized Steel
9036003 | 2 | [5 empty] | Removed from Ground | Gas (Historical Use) | 6000 | Bare Steel | 1970-05-05 | Galvanized Steel
9036003 | 3 | [5 empty] | Removed from Ground | Gas (Historical Use) | 4000 | Bare Steel | 1970-05-05 | Galvanized Steel
9036003 | 4 | [5 empty] | Removed from Ground | Empty | 560 | Bare Steel | 1970-05-05 | Galvanized Steel
9036003 | 5 |  | 1987-08-01 |  | 1987-08-01 |  | Removed from Ground | Gas (Historical Use) | 10000 | Fiberglass | 1987-08-25 | Fiberglass Reinforced Plastic | Pressurized
9036003 | 6 |  | 1987-08-01 |  | 1987-08-01 |  | Removed from Ground | Gas (Historical Use) | 10000 | Fiberglass | 1987-08-25 | Fiberglass Reinforced Plastic | Pressurized
9036003 | 7 |  | 1987-08-01 |  | 1987-08-01 |  | Removed from Ground | Gas (Historical Use) | 10000 | Fiberglass | 1987-08-25 | Fiberglass Reinforced Plastic | Pressurized
9036003 | 8 |  |  | yes |  | yes | Removed from Ground | Used Oil | 1000 | Marked Unknown | 1992-11-10 | Unknown
9036005 | 1 | [5 empty] | Removed from Ground | Diesel | 8000 | Bare Steel | 1969-04-01 | Bare Steel | Safe Suction (Euro)
9036005 | 2 | [5 empty] | Removed from Ground | Diesel | 8000 | Bare Steel | 1969-04-25 | Bare Steel | Safe Suction (Euro)
9036006 | 1 |  | 1992-01-01 |  | 1992-01-01 |  | Removed from Ground | Gas (Historical Use) | 12189 | Epoxy | 1992-01-01 | Fiberglass Reinforced Plastic | Pressurized
9036006 | 2 |  | 1992-01-01 |  | 1992-01-01 |  | Removed from Ground | Gas (Historical Use) | 12000 | Epoxy | 1992-01-01 | Fiberglass Reinforced Plastic | Pressurized
9036006 | 3 |  | 1992-01-01 |  | 1992-01-01 |  | Removed from Ground | Gas (Historical Use) | 12000 | Epoxy | 1992-01-01 | Fiberglass Reinforced Plastic | Pressurized
9036006 | 4 |  | 1992-01-01 |  | 1992-01-01 |  | Removed from Ground | Other | 12189 | Epoxy | 1992-01-01 | Fiberglass Reinforced Plastic | Pressurized
9036007 | 1 |  | 1988-11-01 |  | 1988-11-01 |  | Removed from Ground | Gas (Historical Use) | 10000 | Galvanic (STIP-3) | 1988-11-01 | Fiberglass Reinforced Plastic | Pressurized
9036007 | 2 |  | 1988-11-01 |  | 1988-11-01 |  | Removed from Ground | Gas (Historical Use) | 10000 | Galvanic (STIP-3) | 1988-11-01 | Fiberglass Reinforced Plastic | Pressurized
9036007 | 3 |  | 1988-11-01 |  | 1988-11-01 |  | Removed from Ground | Gas (Historical Use) | 10000 | Galvanic (STIP-3) | 1988-11-01 | Fiberglass Reinforced Plastic | Pressurized
9036007 | 4 |  | 1988-11-01 |  | 1988-11-01 |  | Removed from Ground | Diesel | 10000 | Galvanic (STIP-3) | 1988-11-01 | Fiberglass Reinforced Plastic | Pressurized
9036008 | 1 | [5 empty] | Removed from Ground | Diesel | 10000 | Cathodically Protected Steel | 1987-01-01 | Galvanized Steel
9036009 | 1 | [5 empty] | Removed from Ground | Other | 500 | Bare Steel | 1961-01-01 | Unknown
9036009 | 2 | [5 empty] | Removed from Ground | Other | 500 | Bare Steel | 1961-01-01 | Unknown
9036010 | BLUE |  | 1989-10-01 |  | 1989-10-01 |  | Currently in Use | Gas (Historical Use) | 10000 | Cathodically Protected Steel | 1989-10-01 | Fiberglass Reinforced Plastic | Pressurized
9036010 | DIESEL |  | 1989-10-01 |  | 1989-10-01 |  | Currently in Use | Diesel | 4000 | Cathodically Protected Steel | 1989-10-01 | Fiberglass Reinforced Plastic | Pressurized
9036010 | SILVER |  | 1989-10-01 |  | 1989-10-01 |  | Currently in Use | Gas (Historical Use) | 10000 | Cathodically Protected Steel | 1989-10-01 | Fiberglass Reinforced Plastic | Pressurized
9036010 | ULTIMATE |  | 1989-10-01 |  | 1989-10-01 |  | Currently in Use | Gas (Historical Use) | 10000 | Cathodically Protected Steel | 1989-10-01 | Fiberglass Reinforced Plastic | Pressurized
9036012 | 1 | [5 empty] | Removed from Ground | Empty | 1000 | Bare Steel | 1956-01-01 | Not Marked
9036012 | 2 | [5 empty] | Removed from Ground | Empty | 1000 | Bare Steel | 1956-01-01 | Not Marked
9036012 | 3 | [5 empty] | Removed from Ground | Empty | 500 | Bare Steel | 1956-01-01 | Not Marked
9036013 | 1 |  | 1989-05-30 |  | 1989-05-30 |  | Removed from Ground | Diesel | 10000 | Double Walled | 1989-05-30 | Fiberglass Reinforced Plastic | Pressurized
9036013 | 2 | Flapper Valve | 1989-05-30 | no | 1989-05-30 | no | Currently in Use | Diesel | 10000 | Fiberglass Double Walled | 2004-09-03 | Fiberglass Reinforced Plastic | Pressurized
9036014 | 1 | [5 empty] | Removed from Ground | Gas (Historical Use) | 10000 | Bare Steel | 1974-05-10 | Galvanized Steel
9036014 | 2 | [5 empty] | Removed from Ground | Gas (Historical Use) | 10000 | Bare Steel | 1974-05-10 | Galvanized Steel
9036015 | 1 | [5 empty] | Removed from Ground | Gas (Historical Use) | 3000 | Not Marked/Unknown | 1993-02-01 | Not Marked
9036015 | 2 | [5 empty] | Removed from Ground | Gas (Historical Use) | 3000 | Not Marked/Unknown | 1993-02-01 | Not Marked
9036015 | 3 | [5 empty] | Removed from Ground | Gas (Historical Use) | 3000 | Not Marked/Unknown | 1993-02-01 | Not Marked
9036015 | 4 | [5 empty] | Removed from Ground | Gas (Historical Use) | 3000 | Not Marked/Unknown | 1993-02-01 | Not Marked
9036017 | 1 | [5 empty] | Removed from Ground | Gas (Historical Use) | 6000 | Bare Steel | 1975-01-01 | Galvanized Steel | Pressurized
9036017 | 2 | [5 empty] | Removed from Ground | Gas (Historical Use) | 6000 | Bare Steel | 1975-01-01 | Galvanized Steel | Pressurized
9036017 | 3 | [5 empty] | Removed from Ground | Gas (Historical Use) | 10000 | Bare Steel | 1975-01-01 | Galvanized Steel | Pressurized
9036018 | 1 | [5 empty] | Removed from Ground | Gas (Historical Use) | 10000 | Not Marked/Unknown | 1993-11-01 | Not Marked
9036018 | 10 |  | 1993-06-25 |  | 1993-06-25 |  | Currently in Use | Kerosene | 1000 | Composite | 1993-06-25 | Fiberglass Reinforced Plastic | Safe Suction (Euro)
9036018 | 11 |  | 1993-06-25 |  | 1993-06-25 |  | Currently in Use | Diesel | 10000 | Composite | 1994-01-14 | Fiberglass Reinforced Plastic | Safe Suction (Euro)
9036018 | 2 | [5 empty] | Removed from Ground | Gas (Historical Use) | 10000 | Not Marked/Unknown | 1993-11-01 | Not Marked
9036018 | 3 | [5 empty] | Removed from Ground | Gas (Historical Use) | 3000 | Not Marked/Unknown | 1993-11-01 | Not Marked
9036018 | 4 | [5 empty] | Removed from Ground | Gas (Historical Use) | 3000 | Not Marked/Unknown | 1993-11-01 | Not Marked
9036018 | 5 | [5 empty] | Removed from Ground | Diesel | 6000 | Not Marked/Unknown | 1993-11-01 | Not Marked
9036018 | 6 | [5 empty] | Removed from Ground | Kerosene | 1000 | Not Marked/Unknown | 1993-11-01 | Not Marked
9036018 | 7 |  | 1993-06-25 |  | 1993-06-25 |  | Currently in Use | Gas (Historical Use) | 8000 | Composite | 1993-06-25 | Fiberglass Reinforced Plastic | Pressurized
9036018 | 8 |  | 1993-06-25 |  | 1993-06-25 |  | Currently in Use | Gas (Historical Use) | 8000 | Composite | 1993-06-25 | Fiberglass Reinforced Plastic | Pressurized
9036018 | 9 |  | 1993-06-25 |  | 1993-06-25 |  | Currently in Use | Gas (Historical Use) | 8000 | Composite | 1993-06-25 | Fiberglass Reinforced Plastic | Pressurized
9036019 | 1 | [5 empty] | Removed from Ground | Gas (Historical Use) | 6000 | Bare Steel | 1993-08-01 | Galvanized Steel
9036019 | 1D |  | 1993-07-01 |  | 1993-07-01 |  | Currently in Use | Diesel | 10000 | Galvanic (STIP-3) | 1993-07-01 | Flex | Pressurized
9036019 | 2 | [5 empty] | Removed from Ground | Gas (Historical Use) | 6000 | Bare Steel | 1993-08-01 | Galvanized Steel
9036019 | 2G |  | 1993-07-01 |  | 1993-07-01 |  | Currently in Use | Gas (Historical Use) | 10000 | Galvanic (STIP-3) | 1993-07-01 | Flex | Pressurized
9036019 | 3 | [5 empty] | Removed from Ground | Kerosene | 250 | Bare Steel | 1993-08-01 | Galvanized Steel
9036019 | 3G |  | 1993-07-10 |  | 1993-07-10 |  | Currently in Use | Gas (Historical Use) | 6000 | Galvanic (STIP-3) | 1993-07-10 | Flex | Pressurized
9036019 | 4K |  | 1993-07-10 |  | 1993-07-10 |  | Currently in Use | Kerosene | 1000 | Galvanic (STIP-3) | 1993-07-10 | Flex | Pressurized
9036022 | 1 |  | 1991-08-01 |  | 1991-08-01 |  | Removed from Ground | Gas (Historical Use) | 10000 | Composite | 1991-08-05 | Fiberglass Reinforced Plastic | Pressurized
9036022 | 2 |  | 1991-08-01 |  | 1991-08-01 |  | Removed from Ground | Gas (Historical Use) | 10000 | Composite | 1991-08-05 | Fiberglass Reinforced Plastic | Pressurized
9036022 | 3 |  | 1991-08-01 |  | 1991-08-01 |  | Removed from Ground | Gas (Historical Use) | 20000 | Composite | 1991-08-05 | Fiberglass Reinforced Plastic | Pressurized
9036022 | 4 |  | 1991-08-01 |  | 1991-08-01 |  | Removed from Ground | Diesel | 10000 | Composite | 1991-08-05 | Fiberglass Reinforced Plastic | Pressurized
9036023 | 1 |  | 1993-07-31 |  | 1993-07-31 |  | Currently in Use | Gas (Historical Use) | 15000 | Composite | 1993-07-31 | Fiberglass Reinforced Plastic | Pressurized
9036023 | 2 |  | 1993-07-31 |  | 1993-07-31 |  | Currently in Use | Gas (Historical Use) | 10000 | Composite | 1993-07-31 | Fiberglass Reinforced Plastic | Pressurized
9036023 | 3 |  | 1993-07-31 |  | 1993-07-31 |  | Currently in Use | Diesel | 10000 | Composite | 1993-07-31 | Fiberglass Reinforced Plastic | Pressurized
9036024 | 1 | [5 empty] | Removed from Ground | Gas (Historical Use) | 3000 | Not Marked/Unknown | 2002-09-29 | Not Marked
9036025 | 1 |  | 1993-08-11 |  | 1993-08-11 |  | Currently in Use | Gas (Historical Use) | 12158 | Galvanic (STIP-3) | 1993-08-11 | Fiberglass Reinforced Plastic | Pressurized
9036025 | 2 |  | 1993-08-11 |  | 1993-08-11 |  | Currently in Use | Gas (Historical Use) | 12158 | Galvanic (STIP-3) | 1993-08-11 | Fiberglass Reinforced Plastic | Pressurized
9036025 | 3 |  | 1993-08-11 |  | 1993-08-11 |  | Currently in Use | Gas (Historical Use) | 12158 | Galvanic (STIP-3) | 1993-08-11 | Fiberglass Reinforced Plastic | Pressurized
9036025 | 4 |  | 1993-08-11 |  | 1993-08-11 |  | Currently in Use | Diesel | 10152 | Cathodically Protected Steel | 1993-08-11 | Fiberglass Reinforced Plastic | Pressurized
9036025 | 5 |  | 1993-08-11 |  | 1993-08-11 |  | Currently in Use | Other | 10152 | Galvanic (STIP-3) | 1993-08-11 | Fiberglass Reinforced Plastic | Pressurized
9036026 | 1 |  | 1994-12-27 |  | 1994-12-27 |  | Removed from Ground | Gas (Historical Use) | 12000 | Double Walled | 1994-12-27 | Fiberglass Reinforced Plastic | Pressurized
9036026 | 2 |  | 1994-12-27 |  | 1994-12-27 |  | Removed from Ground | Gas (Historical Use) | 12000 | Double Walled | 1994-12-27 | Fiberglass Reinforced Plastic | Pressurized
9036026 | 3 |  | 1994-12-27 |  | 1994-12-27 |  | Removed from Ground | Gas (Historical Use) | 12000 | Double Walled | 1994-12-27 | Fiberglass Reinforced Plastic | Pressurized
9036026 | 4 |  | 1994-12-27 |  | 1994-12-27 |  | Removed from Ground | Diesel | 10000 | Double Walled | 1994-12-27 | Fiberglass Reinforced Plastic | Pressurized
9036026 | 5 |  | 1994-12-27 |  | 1994-12-27 |  | Removed from Ground | Other | 10000 | Double Walled | 1994-12-27 | Fiberglass Reinforced Plastic | Pressurized
9036026 | 6 |  | 2016-01-05 | no | 2016-01-02 | no | Currently in Use | Gas (Historical Use) | 20000 | Composite Double Walled | 2016-01-05 | Double-Walled Fiberglass | Pressurized
9036026 | 7A |  | 2016-01-05 | no | 2016-01-05 | no | Currently in Use | Gas (Historical Use) | 7000 | Composite Double Walled | 2016-01-05 | Double-Walled Fiberglass | Pressurized
9036026 | 7B |  | 2016-01-05 | no | 2016-01-05 | no | Currently in Use | Diesel | 8000 | Composite Double Walled | 2016-01-05 | Double-Walled Fiberglass | Pressurized
9036028 | 1 | [5 empty] | Removed from Ground | Diesel | 1000 | Not Marked/Unknown | 1992-01-01 | Not Marked
9036029 | 1 |  | 1988-01-01 | no | 1988-01-01 | no | Temporarily out of use | Gas (Historical Use) | 10000 | Galvanic (STIP-3) | 1988-01-01 | Fiberglass Reinforced Plastic | Pressurized
9036029 | 2 |  | 1988-01-01 | no | 1988-01-01 | no | Temporarily out of use | Gas (Historical Use) | 10000 | Galvanic (STIP-3) | 1988-01-01 | Fiberglass Reinforced Plastic | Pressurized
9036029 | 3 |  | 1988-01-01 | no | 1988-01-01 | no | Temporarily out of use | Gas (Historical Use) | 10000 | Galvanic (STIP-3) | 1988-01-01 | Fiberglass Reinforced Plastic | Pressurized
9036029 | 4 |  | 1988-01-01 | no | 1988-01-01 | no | Temporarily out of use | Diesel | 2000 | Galvanic (STIP-3) | 1988-01-01 | Fiberglass Reinforced Plastic | Pressurized
9036030 | 1 |  | 1994-06-01 |  | 1994-06-01 |  | Removed from Ground | Gas (Historical Use) | 20000 | Composite | 1994-07-14 | Double-Walled Fiberglass | Pressurized
9036030 | 2 |  | 1994-06-01 |  | 1994-06-01 |  | Removed from Ground | Gas (Historical Use) | 10000 | Composite | 1994-07-14 | Fiberglass Reinforced Plastic | Pressurized
9036031 | 1 | [5 empty] | Removed from Ground | Gas (Historical Use) | 3000 | Bare Steel |  | Galvanized Steel | Safe Suction (Euro)
9036031 | 2 | [5 empty] | Removed from Ground | Diesel | 3000 | Bare Steel |  | Galvanized Steel | Safe Suction (Euro)
9036033 | 1 | [5 empty] | Removed from Ground | Other | 0 | Not Marked/Unknown | 1995-10-31 | Unknown
9036034 | 1 | [5 empty] | Removed from Ground | Other | 500 | Not Marked/Unknown | 1995-05-12 | Unknown
9036034 | 2 | [5 empty] | Removed from Ground | Other | 500 | Not Marked/Unknown | 1995-05-12 | Unknown
9036034 | 3 | [5 empty] | Removed from Ground | Other | 1000 | Not Marked/Unknown | 1995-05-12 | Unknown
9036035 | 1 | Ball Float | 1994-09-07 |  | 1994-09-07 |  | Temporarily out of use | Gas (Historical Use) | 10000 | Galvanic (STIP-3) | 1974-09-07 | Double-Walled Fiberglass | Pressurized
9036035 | 2 | Ball Float | 1994-09-07 |  | 1994-09-07 |  | Temporarily out of use | Gas (Historical Use) | 10000 | Galvanic (STIP-3) | 1994-09-07 | Double-Walled Fiberglass | Pressurized
9036035 | 3 | Ball Float | 1994-09-07 |  | 1994-09-07 |  | Temporarily out of use | Gas (Historical Use) | 10000 | Galvanic (STIP-3) | 1994-09-07 | Double-Walled Fiberglass | Pressurized
9036035 | 4 | Ball Float | 1994-09-07 |  | 1994-09-07 |  | Temporarily out of use | Diesel | 6000 | Galvanic (STIP-3) | 1994-09-07 | Double-Walled Fiberglass | Pressurized
9036036 | 1 | [5 empty] | Removed from Ground | Gas (Historical Use) | 1000 | Marked Unknown | 1995-12-07 | Unknown
9036036 | 2 | [5 empty] | Removed from Ground | Gas (Historical Use) | 1000 | Marked Unknown | 1995-12-07 | Unknown
9036037 | 1 | [5 empty] | Removed from Ground | Gas (Historical Use) | 6000 | Marked Unknown | 1995-12-12 | Unknown
9036037 | 2 | [5 empty] | Removed from Ground | Gas (Historical Use) | 6000 | Marked Unknown | 1995-12-12 | Unknown
9036037 | 3 | [5 empty] | Removed from Ground | Gas (Historical Use) | 6000 | Marked Unknown | 1995-12-12 | Unknown
9036038 | 1 | Flapper Valve | 1991-09-26 | no | 1991-09-26 | no | Currently in Use | Regular | 12000 | Galvanic (STIP-3) | 1991-09-26 | Fiberglass Reinforced Plastic | Pressurized
9036038 | 2 | Flapper Valve | 1991-09-26 | no | 1991-06-26 | no | Currently in Use | Premium | 8000 | Galvanic (STIP-3) | 1991-09-26 | Fiberglass Reinforced Plastic | Pressurized
9036038 | 3 | Flapper Valve | 1991-09-26 | no | 1991-09-26 | no | Currently in Use | Regular | 8000 | Galvanic (STIP-3) | 1991-09-26 | Fiberglass Reinforced Plastic | Pressurized
9036038 | 4 | Flapper Valve | 1991-09-16 | no | 1991-09-26 | no | Currently in Use | Diesel | 12000 | Galvanic (STIP-3) | 1991-09-26 | Fiberglass Reinforced Plastic | Pressurized
9036039 | 4D |  | 1993-07-30 |  | 1993-07-30 |  | Currently in Use | Diesel | 10000 | Galvanic (STIP-3) | 1987-07-12 | Fiberglass Reinforced Plastic | Safe Suction (Euro)
9036040 | 3D |  | 1993-07-30 |  | 1993-07-30 |  | Currently in Use | Diesel | 10000 | Galvanic (STIP-3) | 1987-08-15 | Fiberglass Reinforced Plastic | Safe Suction (Euro)
9036041 | 1 | [5 empty] | Removed from Ground | Gas (Historical Use) | 10000 | Bare Steel | 1982-01-01 | Galvanized Steel | Suction (American)
9036041 | 2 | [5 empty] | Removed from Ground | Gas (Historical Use) | 10000 | Bare Steel | 1982-01-01 | Galvanized Steel | Suction (American)
9036041 | 3 |  | 1998-01-15 |  | 1998-01-15 |  | Currently in Use | Gas (Historical Use) | 8000 | Composite | 1998-01-15 | Double Walled | Pressurized
9036041 | 4 |  | 1998-01-15 |  | 1998-01-15 |  | Currently in Use | Gas (Historical Use) | 7000 | Composite | 1998-01-15 | Double Walled | Pressurized
9036042 | PLUS | [5 empty] | Removed from Ground | Gas (Historical Use) | 1000 | Bare Steel | 1986-09-01 | Galvanized Steel | Suction (American)
9036042 | SUP | [5 empty] | Removed from Ground | Gas (Historical Use) | 1000 | Bare Steel | 1986-09-01 | Galvanized Steel | Suction (American)
9036043 | 1 |  | 1993-08-23 |  | 1993-08-23 |  | Removed from Ground | Diesel | 10000 | Galvanic (STIP-3) | 1993-08-23 | Fiberglass Reinforced Plastic | Pressurized
9036044 | 1 |  | 1995-03-15 |  | 1995-03-15 |  | Currently in Use | Gas (Historical Use) | 12000 | Double Walled | 1995-03-09 | Fiberglass Reinforced Plastic | Pressurized
9036044 | 2 |  | 1995-03-15 |  | 1995-03-15 |  | Currently in Use | Gas (Historical Use) | 12000 | Double Walled | 1995-03-09 | Secondary Containment | Pressurized
9036044 | 3 |  | 1995-03-15 |  | 1995-03-15 |  | Currently in Use | Gas (Historical Use) | 12000 | Double Walled | 1995-03-09 | Fiberglass Reinforced Plastic | Pressurized
9036044 | 4 |  | 1995-03-15 |  | 1995-03-15 |  | Currently in Use | Diesel | 12000 | Double Walled | 1995-03-09 | Fiberglass Reinforced Plastic | Pressurized
9036045 | 1 | [5 empty] | Removed from Ground | Gas (Historical Use) | 6000 | Bare Steel | 1996-05-10 | Bare Steel | Safe Suction (Euro)
9036045 | 2 | [5 empty] | Removed from Ground | Gas (Historical Use) | 6000 | Bare Steel | 1996-05-10 | Bare Steel | Safe Suction (Euro)
9036046 | 1 |  | 1987-01-01 |  | 1987-01-01 |  | Removed from Ground | Gas (Historical Use) | 10000 | Bare Steel | 1996-04-24 | Fiberglass Reinforced Plastic | Pressurized
9036047 | 1 | [5 empty] | Removed from Ground | Gas (Historical Use) | 2000 | Not Marked/Unknown | 1986-01-01 | Not Marked
9036047 | 2 |  |  | yes |  | yes | Removed from Ground | Used Oil | 550 | Not Marked/Unknown | 1986-01-01 | Not Marked
9036048 | 1 |  | 1992-07-01 |  |  |  | Removed from Ground | Gas (Historical Use) | 10000 | Composite | 1992-07-01 | Fiberglass Reinforced Plastic | Pressurized
9036048 | 2 |  | 1992-07-01 |  |  |  | Removed from Ground | Diesel | 3000 | Composite | 1992-07-01 | Fiberglass Reinforced Plastic | Pressurized
9036049 | 1 | [5 empty] | Removed from Ground | Gas (Historical Use) | 2000 | Bare Steel | 1968-01-01 | Bare Steel | Suction (American)
9036049 | 2 | [5 empty] | Removed from Ground | Gas (Historical Use) | 4000 | Bare Steel | 1968-01-01 | Bare Steel | Suction (American)
9036049 | 3 | [5 empty] | Removed from Ground | Gas (Historical Use) | 1000 | Bare Steel | 1968-01-01 | Bare Steel | Suction (American)
9036049 | 4A |  | 2000-05-10 |  | 2000-05-10 |  | Temporarily out of use | Gas (Historical Use) | 8000 | Composite | 2000-05-10 | Fiberglass Reinforced Plastic | Pressurized
9036049 | 4B |  | 2000-05-10 |  | 2000-05-10 |  | Temporarily out of use | Gas (Historical Use) | 4000 | Composite | 2000-05-10 | Fiberglass Reinforced Plastic | Pressurized
9036050 | 1 | Flapper Valve | 1995-11-16 | no | 1995-11-16 | no | Currently in Use | Diesel Off Road | 10000 | Composite | 1995-11-16 | Fiberglass Reinforced Plastic | Safe Suction (Euro)
9036050 | 2 | Flapper Valve | 2016-03-01 | no | 2016-03-01 | no | Currently in Use | Regular | 4000 | Composite | 1995-11-16 | Fiberglass Reinforced Plastic | Safe Suction (Euro)
9036050 | 3 |  | 1997-12-15 | no | 1997-12-15 | no | Removed from Ground | Diesel | 4000 | Composite | 2016-03-08 | Fiberglass Reinforced Plastic | Safe Suction (Euro)
9036050 | 4 | Flapper Valve | 2016-03-15 | no | 2016-03-15 | no | Currently in Use | Diesel On Road | 10000 | Composite Double Walled | 2016-03-15 | Fiberglass Reinforced Plastic | Safe Suction (Euro)
9036054 | 1 | Flapper Valve | 1996-02-22 | no | 1996-02-22 | no | Currently in Use | Gas (Historical Use) | 15000 | Composite | 1996-02-22 | Double-Walled Flex | Pressurized
9036054 | 2 | Flapper Valve | 1996-02-22 | no | 1996-02-22 | no | Currently in Use | Gas (Historical Use) | 10000 | Composite | 1996-02-22 | Double-Walled Flex | Pressurized
9036054 | 3 | Flapper Valve | 1996-02-22 | no | 1996-02-22 | no | Currently in Use | Diesel | 6000 | Composite | 1996-02-22 | Double-Walled Flex | Pressurized
9036055 | 1 | [5 empty] | Removed from Ground | Gas (Historical Use) | 1000 | Not Marked/Unknown | 1997-01-01 | Not Marked
9036055 | 2 | [5 empty] | Removed from Ground | Diesel | 500 | Not Marked/Unknown | 1997-01-01 | Not Marked
9036056 | 1 |  | 1996-09-20 |  | 1996-09-20 |  | Currently in Use | Gas (Historical Use) | 12000 | Double Walled | 1996-08-20 | Fiberglass Reinforced Plastic | Pressurized
9036056 | 2 |  | 1996-09-20 |  | 1996-09-20 |  | Currently in Use | Gas (Historical Use) | 12000 | Double Walled | 1996-09-20 | Fiberglass Reinforced Plastic | Pressurized
9036056 | 3 |  | 1996-09-20 |  | 1996-09-20 |  | Currently in Use | Gas (Historical Use) | 12000 | Double Walled | 1996-09-20 | Fiberglass Reinforced Plastic | Pressurized
9036056 | 4 |  | 1996-09-20 |  | 1996-09-20 |  | Currently in Use | Diesel | 12000 | Double Walled | 1996-09-20 | Fiberglass Reinforced Plastic | Pressurized
9036056 | 5 |  | 1996-09-20 |  | 1996-09-20 |  | Temporarily out of use | Diesel | 8000 | Double Walled | 1996-09-20 | Fiberglass Reinforced Plastic | Pressurized
9036057 | 1 | Ball Float | 1996-10-14 |  | 1996-10-14 |  | Currently in Use | Gas (Historical Use) | 12000 | Composite | 1996-10-14 | Double-Walled Flex | Pressurized
9036057 | 2 | Ball Float | 1996-10-14 |  | 1996-10-14 |  | Currently in Use | Gas (Historical Use) | 12000 | Composite | 1996-10-14 | Double-Walled Flex | Pressurized
9036058 | 1 | [5 empty] | Closed in Ground | Empty | 500 | Not Marked/Unknown | 1997-04-04 | Not Marked
9036059 | 1 | [5 empty] | Removed from Ground | Gas (Historical Use) | 0 | Marked Unknown | 1985-01-01 | Unknown
9036060 | 1 | Flapper Valve | 1998-04-01 | no | 1998-04-01 | no | Currently in Use | Regular | 12000 | Composite | 1997-12-01 | Fiberglass Reinforced Plastic | Pressurized
9036060 | 2 | Flapper Valve | 1998-04-01 | no | 1998-04-01 | no | Currently in Use | Premium | 10000 | Composite | 1997-12-01 | Fiberglass Reinforced Plastic | Pressurized
9036061 | 1 | [5 empty] | Removed from Ground | Diesel | 2000 | Not Marked/Unknown |  | Not Marked
9036062 | 1 |  | 1999-12-01 |  | 1999-12-01 |  | Currently in Use | Gas (Historical Use) | 20000 | Composite | 1999-10-01 | Fiberglass Reinforced Plastic | Pressurized
9036062 | 2A |  | 1999-12-01 |  | 1999-12-01 |  | Currently in Use | Gas (Historical Use) | 14000 | Composite | 1999-10-01 | Fiberglass Reinforced Plastic | Pressurized
9036062 | 2B |  | 1999-12-01 |  | 1999-12-01 |  | Currently in Use | Diesel | 6000 | Composite | 1999-10-01 | Fiberglass Reinforced Plastic | Pressurized
9036063 | 1 |  | 2000-05-03 |  | 2000-05-03 |  | Currently in Use | Gas (Historical Use) | 10000 | Composite | 2000-03-09 | Fiberglass Reinforced Plastic | Pressurized
9036063 | 2 |  | 2000-05-03 |  | 2000-05-03 |  | Currently in Use | Gas (Historical Use) | 15000 | Composite | 2000-03-09 | Fiberglass Reinforced Plastic | Pressurized
9036064 | 1 |  | 2000-05-12 |  | 2000-05-12 |  | Removed from Ground | Diesel | 12000 | Composite | 2000-05-12 | Fiberglass Reinforced Plastic | Pressurized
9036065 | 1 | [5 empty] | Removed from Ground | Gas (Historical Use) | 0 | Not Marked/Unknown |  | Not Marked
9036065 | 2 | [5 empty] | Removed from Ground | Gas (Historical Use) | 0 | Not Marked/Unknown |  | Not Marked
9036066 | 1 |  | 2001-05-15 |  | 2001-05-15 |  | Currently in Use | Gas (Historical Use) | 20000 | Composite | 2001-04-15 | Copper | Pressurized
9036066 | 2A |  | 2001-05-15 |  | 2001-05-15 |  | Currently in Use | Gas (Historical Use) | 12000 | Composite | 2001-04-15 | Copper | Pressurized
9036066 | 2B |  | 2001-05-15 |  | 2001-05-15 |  | Currently in Use | Diesel | 8000 | Composite | 2001-04-15 | Copper | Pressurized
9036067 | 1A |  | 2002-01-07 |  | 2002-01-07 |  | Currently in Use | Gas (Historical Use) | 14000 | Fiberglass Double Walled | 2001-12-20 | Double-Walled Flex | Pressurized
9036067 | 1B |  | 2002-01-07 |  | 2002-01-07 |  | Currently in Use | Gas (Historical Use) | 7000 | Fiberglass Double Walled | 2001-12-20 | Double-Walled Flex | Pressurized
9036067 | 2A |  | 2002-01-07 |  | 2002-01-07 |  | Currently in Use | Gas (Historical Use) | 14000 | Fiberglass Double Walled | 2001-12-20 | Double-Walled Flex | Pressurized
9036067 | 2B |  | 2002-01-07 |  | 2002-01-07 |  | Currently in Use | Diesel | 7000 | Fiberglass Double Walled | 2001-12-20 | Double-Walled Flex | Pressurized
9036068 | 1 | [5 empty] | Removed from Ground | Gas (Historical Use) | 1000 | Marked Unknown | 2001-09-30 | Unknown
9036068 | 2 | [5 empty] | Removed from Ground | Gas (Historical Use) | 1000 | Marked Unknown | 2001-09-30 | Unknown
9036068 | 3 | [5 empty] | Removed from Ground | Used Oil | 250 | Marked Unknown | 2001-09-30 | Unknown
9037001 | 1 | [5 empty] | Removed from Ground | Gas (Historical Use) | 4000 | Bare Steel | 1980-05-14 | Galvanized Steel | Safe Suction (Euro)
9037001 | 2 | [5 empty] | Removed from Ground | Gas (Historical Use) | 4000 | Bare Steel | 1980-05-14 | Galvanized Steel | Safe Suction (Euro)
9037001 | 3 | [5 empty] | Removed from Ground | Gas (Historical Use) | 4000 | Bare Steel | 1980-05-14 | Galvanized Steel | Safe Suction (Euro)
9037001 | 4 | [5 empty] | Removed from Ground | Gas (Historical Use) | 4000 | Bare Steel | 1980-05-14 | Galvanized Steel | Safe Suction (Euro)
9037001 | 5 | Flapper Valve | 1995-02-15 | no | 1995-02-15 | no | Temporarily out of use | E-10 | 8000 | Composite | 1995-02-09 | Fiberglass Reinforced Plastic | Safe Suction (Euro)
9037001 | 6A | Flapper Valve | 1995-02-15 | no | 1995-02-15 | no | Temporarily out of use | Plus | 4000 | Composite | 1995-02-09 | Fiberglass Reinforced Plastic | Safe Suction (Euro)
9037001 | 6B | Flapper Valve | 1995-02-15 | no | 1995-02-15 | no | Temporarily out of use | Premium | 4000 | Composite | 1995-02-09 | Fiberglass Reinforced Plastic | Safe Suction (Euro)
9037004 | 1 | [5 empty] | Removed from Ground | Gas (Historical Use) | 3000 | Bare Steel | 1958-01-01 | Galvanized Steel | Suction (American)
9037006 | 1 | Ball Float | 1991-10-01 | no | 1991-10-01 | no | Currently in Use | Diesel | 10000 | Galvanic (STIP-3) | 1991-10-01 | Fiberglass Reinforced Plastic | Pressurized
9037006 | 2 | Ball Float | 1991-10-01 | no | 1991-10-01 | no | Currently in Use | Gas (Historical Use) | 10000 | Galvanic (STIP-3) | 1991-10-01 | Fiberglass Reinforced Plastic | Pressurized
9037006 | 3 | Ball Float | 1991-10-01 | no | 1991-10-01 | no | Currently in Use | Premium | 8000 | Galvanic (STIP-3) | 1991-10-01 | Fiberglass Reinforced Plastic | Pressurized
9037006 | 4 |  | 1991-10-01 | no | 1991-10-01 | no | Temporarily out of use | Gas (Historical Use) | 8000 | Galvanic (STIP-3) | 1991-10-01 | Fiberglass Reinforced Plastic | Pressurized
9037006 | 5 |  | 1994-04-05 | no | 1994-04-05 | no | Temporarily out of use | Diesel | 3000 | Galvanic (STIP-3) | 1994-04-05 | Fiberglass Reinforced Plastic | Pressurized
9037007 | 1 | Ball Float | 1993-10-10 | no | 1993-10-10 | yes | Currently in Use | E-10 | 8000 | Galvanic (STIP-3) | 1993-01-01 | Fiberglass Reinforced Plastic | Pressurized
9037007 | 2 | Ball Float | 1993-10-10 | no | 1993-10-10 | yes | Currently in Use | Premium | 6000 | Galvanic (STIP-3) | 1993-01-01 | Fiberglass Reinforced Plastic | Pressurized
9037008 | 1 | [5 empty] | Removed from Ground | Other | 6000 | Bare Steel | 1993-11-15 | Galvanized Steel | Pressurized
9037009 | 1 | Ball Float | 1990-12-01 | no | 1990-12-01 | no | Currently in Use | Diesel | 8000 | Galvanic (STIP-3) | 1990-12-01 | Fiberglass Reinforced Plastic | Pressurized
9037009 | 2 | Ball Float | 1990-12-01 | no | 1990-12-01 | no | Currently in Use | E-10 | 8000 | Galvanic (STIP-3) | 1990-12-01 | Fiberglass Reinforced Plastic | Pressurized
9037009 | 3 | Ball Float | 1990-12-01 | no | 1990-12-01 | no | Currently in Use | Premium | 10000 | Galvanic (STIP-3) | 1990-12-01 | Fiberglass Reinforced Plastic | Pressurized
9037010 | 1 | [5 empty] | Removed from Ground | Diesel | 10000 | Bare Steel | 1986-01-01 | Galvanized Steel | Safe Suction (Euro)
9037011 | 1 | Ball Float | 1992-04-01 |  | 1992-04-01 |  | Currently in Use | Gas (Historical Use) | 20000 | Composite | 1992-04-11 | Double-Walled Flex | Pressurized
9037011 | 2 | Ball Float | 1992-04-01 |  | 1992-04-01 |  | Currently in Use | Gas (Historical Use) | 20000 | Composite | 1992-04-11 | Double-Walled Flex | Pressurized
9037011 | 3 | Ball Float | 1992-04-01 |  | 1992-04-01 |  | Currently in Use | Gas (Historical Use) | 20000 | Composite | 1992-04-11 | Double-Walled Flex | Pressurized
9037012 | 1 | Ball Float | 1993-07-09 |  | 1993-07-09 |  | Currently in Use | Gas (Historical Use) | 20000 | Tank Jacket | 1993-06-15 | Fiberglass Reinforced Plastic | Pressurized
9037012 | 2 | Ball Float | 1993-07-09 |  | 1993-07-09 |  | Currently in Use | Gas (Historical Use) | 20000 | Tank Jacket | 1993-06-15 | Fiberglass Reinforced Plastic | Pressurized
9037012 | 3 | Ball Float | 1993-07-09 |  | 1993-07-09 |  | Currently in Use | Gas (Historical Use) | 20000 | Tank Jacket | 1993-06-15 | Fiberglass Reinforced Plastic | Pressurized
9037013 | 1 | [5 empty] | Removed from Ground | Other | 250 | Not Marked/Unknown |  | Not Marked
9037014 | 1A | Ball Float | 1995-01-01 | no | 1995-01-01 | no | Currently in Use | E-10 | 8000 | Galvanic (STIP-3) | 1995-01-01 | Fiberglass Reinforced Plastic | Pressurized
9037014 | 1B | Ball Float | 1995-01-01 | no | 1995-01-01 | no | Currently in Use | Premium | 4000 | Galvanic (STIP-3) | 1995-01-01 | Fiberglass Reinforced Plastic | Pressurized
9037015 | 1 | [5 empty] | Removed from Ground | Gas (Historical Use) | 2000 | Marked Unknown | 1995-08-08 | Unknown
9037015 | 2 | [5 empty] | Removed from Ground | Gas (Historical Use) | 2000 | Marked Unknown | 1995-08-08 | Unknown
9037015 | 3 | [5 empty] | Removed from Ground | Diesel | 2000 | Marked Unknown | 1995-08-08 | Unknown
9037015 | 4 |  |  | yes |  | yes | Removed from Ground | Used Oil | 1000 | Marked Unknown | 1995-08-08 | Unknown
9037016 | 1 | Flapper Valve | 1993-09-27 | no | 1993-09-27 | no | Currently in Use | E-10 | 10000 | Steel-Impressed Current | 1987-08-06 | Fiberglass Reinforced Plastic | Pressurized
9037016 | 2 | Flapper Valve | 1993-09-27 | no | 1993-09-27 | no | Currently in Use | Diesel | 10000 | Steel-Impressed Current | 1987-08-06 | Fiberglass Reinforced Plastic | Pressurized
9037016 | 3A | Flapper Valve | 1993-09-27 | no | 1993-09-27 | no | Currently in Use | Premium | 6000 | Steel-Impressed Current | 1993-09-27 | Fiberglass Reinforced Plastic | Pressurized
9037016 | 3B | Flapper Valve | 1993-09-27 | no | 1993-09-27 | no | Currently in Use | Diesel | 4000 | Steel-Impressed Current | 1983-09-27 | Fiberglass Reinforced Plastic | Pressurized
9037017 | 2 | [5 empty] | Removed from Ground | Gas (Historical Use) | 2000 | Cathodically Protected Steel | 1990-01-01 | Fiberglass Reinforced Plastic | Suction (American)
9037017 | 3 | [5 empty] | Removed from Ground | Diesel | 12000 | Cathodically Protected Steel | 1990-01-01 | Fiberglass Reinforced Plastic | Suction (American)
9037018 | 1 | Flapper Valve | 1999-01-04 | no | 1999-01-04 | no | Currently in Use | E-10 | 8000 | Galvanic (STIP-3) | 1987-01-01 | Fiberglass Reinforced Plastic | Pressurized
9037018 | 2 | Flapper Valve | 1999-01-04 | no | 1999-01-04 | no | Currently in Use | Plus | 8000 | Galvanic (STIP-3) | 1987-01-01 | Fiberglass Reinforced Plastic | Pressurized
9037018 | 3 |  | 1999-01-04 | no | 1999-01-04 | no | Currently in Use | Premium | 8000 | Galvanic (STIP-3) | 1987-01-01 | Fiberglass Reinforced Plastic | Pressurized
9037019 | 1 | [5 empty] | Removed from Ground | Diesel | 2000 | Bare Steel | 1969-04-01 | Galvanized Steel | Suction (American)
9037019 | 2 | [5 empty] | Removed from Ground | Diesel | 550 | Bare Steel | 1969-04-01 | Copper | Suction (American)
9037021 | 1 | Flapper Valve | 2004-05-05 | no | 2004-05-05 | no | Currently in Use | E-10 | 10000 | Galvanic (STIP-3) | 1991-05-01 | Fiberglass Reinforced Plastic | Pressurized
9037021 | 2 | Flapper Valve | 2004-05-05 | no | 2004-05-05 | no | Currently in Use | Premium | 8000 | Galvanic (STIP-3) | 1991-05-01 | Fiberglass Reinforced Plastic | Pressurized
9037022 | 1 | [5 empty] | Removed from Ground | Diesel | 4000 | Bare Steel | 1965-01-01 | Unknown | Pressurized
9037022 | 10 | [5 empty] | Removed from Ground | Other | 3000 | Bare Steel | 1998-12-30 | Bare Steel
9037022 | 11 | [5 empty] | Removed from Ground | Other | 2000 | Bare Steel | 1970-01-01 | Bare Steel
9037022 | 12 | [5 empty] | Removed from Ground | Diesel | 8000 | Not Marked/Unknown | 1998-12-30 | Not Marked
9037022 | 2 | [5 empty] | Removed from Ground | Diesel | 4000 | Bare Steel | 1998-12-30 | Unknown | Pressurized
9037022 | 3 | [5 empty] | Removed from Ground | Diesel | 4000 | Bare Steel | 1998-12-30 | Unknown | Pressurized
9037022 | 4 | [5 empty] | Removed from Ground | Diesel | 6000 | Bare Steel | 1998-12-30 | Unknown | Pressurized
9037022 | 5 | [5 empty] | Removed from Ground | Diesel | 6000 | Bare Steel | 1998-12-30 | Unknown | Pressurized
9037022 | 6 | [5 empty] | Removed from Ground | Diesel | 6000 | Bare Steel | 1998-12-30 | Bare Steel
9037022 | 7 | [5 empty] | Removed from Ground | Gas (Historical Use) | 2000 | Bare Steel | 1998-12-30 | Bare Steel
9037022 | 8 | [5 empty] | Removed from Ground | Other | 5000 | Bare Steel | 1998-12-30 | Bare Steel
9037022 | 9 | [5 empty] | Removed from Ground | Other | 3000 | Bare Steel | 1998-12-30 | Bare Steel
9037023 | 1 |  | 1990-06-01 |  | 1990-06-01 |  | Removed from Ground | Aviation Gas/AV Gas | 10000 | Cathodically Protected Steel | 1990-06-01 | Fiberglass Reinforced Plastic | Suction (American)
9037023 | 2 | [5 empty] | Removed from Ground | Other | 2000 | Bare Steel | 1999-02-04 | Galvanized Steel | Suction (American)
9037023 | 3 | [5 empty] | Removed from Ground | Other | 2000 | Bare Steel | 1999-02-04 | Galvanized Steel | Suction (American)
9037025 | 1 | [5 empty] | Removed from Ground | Gas (Historical Use) | 10000 | Not Marked/Unknown |  | Not Marked
9037025 | 2 | [5 empty] | Removed from Ground | Gas (Historical Use) | 10000 | Not Marked/Unknown |  | Not Marked
9037025 | 3 | [5 empty] | Removed from Ground | Gas (Historical Use) | 5000 | Not Marked/Unknown |  | Not Marked
9037026 | 1 | [5 empty] | Removed from Ground | Gas (Historical Use) | 3000 | Not Marked/Unknown | 1997-03-06 | Not Marked
9037026 | 2 | [5 empty] | Removed from Ground | Gas (Historical Use) | 3000 | Not Marked/Unknown | 1997-03-06 | Not Marked
9037026 | 3 | [5 empty] | Removed from Ground | Gas (Historical Use) | 3000 | Not Marked/Unknown | 1997-03-06 | Not Marked
9037026 | 4 | [5 empty] | Removed from Ground | Gas (Historical Use) | 1000 | Not Marked/Unknown | 1997-03-06 | Not Marked
9037026 | 5 | [5 empty] | Removed from Ground | Gas (Historical Use) | 1000 | Not Marked/Unknown | 1997-03-06 | Not Marked
9037026 | 6 | [5 empty] | Removed from Ground | Gas (Historical Use) | 1000 | Not Marked/Unknown | 1997-03-06 | Not Marked
9037028 | 1 | [5 empty] | Removed from Ground | Gas (Historical Use) | 10000 | Marked Unknown |  | Not Marked
9037028 | 1A | Ball Float | 2002-07-01 | no | 2002-07-01 | no | Currently in Use | E-10 | 16000 | Composite | 2002-07-01 | Double-Walled Flex | Pressurized
9037028 | 1B | Ball Float | 2002-07-01 | no | 2002-07-01 | no | Currently in Use | Premium | 4000 | Composite | 2002-07-01 | Double-Walled Flex | Pressurized
9037028 | 2 | [5 empty] | Removed from Ground | Gas (Historical Use) | 10000 | Marked Unknown |  | Not Marked
9037028 | 3 | [5 empty] | Removed from Ground | Gas (Historical Use) | 10000 | Marked Unknown |  | Not Marked
9037028 | 4 | [5 empty] | Removed from Ground | Gas (Historical Use) | 10000 | Marked Unknown |  | Not Marked
9037029 | 1 | [5 empty] | Removed from Ground | Gas (Historical Use) | 8000 | Marked Unknown | 1998-11-01 | Not Marked
9037029 | 2 | [5 empty] | Removed from Ground | Gas (Historical Use) | 8000 | Marked Unknown | 1998-11-01 | Not Marked
9037029 | 3 | [5 empty] | Removed from Ground | Gas (Historical Use) | 8000 | Marked Unknown | 1998-11-01 | Not Marked
9037030 | 1 | [5 empty] | Removed from Ground | Gas (Historical Use) | 10000 | Marked Unknown |  | Not Marked
9037030 | 2 | [5 empty] | Removed from Ground | Gas (Historical Use) | 10000 | Marked Unknown |  | Not Marked
9037030 | 3 | [5 empty] | Removed from Ground | Gas (Historical Use) | 10000 | Marked Unknown |  | Not Marked
9037031 | 1 | [5 empty] | Removed from Ground | Gas (Historical Use) | 1000 | Bare Steel | 1998-08-27 | Bare Steel | Safe Suction (Euro)
9037032 | 1 | [5 empty] | Removed from Ground | Gas (Historical Use) | 3000 | Bare Steel | 1999-01-13 | Galvanized Steel | Suction (American)
9037032 | 2 | [5 empty] | Removed from Ground | Gas (Historical Use) | 3000 | Bare Steel | 1999-01-13 | Galvanized Steel | Suction (American)
9037033 | 1 |  |  | yes |  | yes | Removed from Ground | Used Oil | 500 | Bare Steel | 1999-04-19 | Not Marked
9037033 | 2 | [5 empty] | Removed from Ground | Gas (Historical Use) | 2000 | Bare Steel | 1999-04-19 | Not Marked
9037033 | 3 | [5 empty] | Removed from Ground | Gas (Historical Use) | 2000 | Bare Steel | 1999-04-19 | Not Marked
9037033 | 4 | [5 empty] | Removed from Ground | Gas (Historical Use) | 2000 | Bare Steel | 1999-04-19 | Not Marked
9037034 | 1 | [5 empty] | Removed from Ground | Gas (Historical Use) | 1000 | Bare Steel | 1966-01-01 | Galvanized Steel | Suction (American)
9037034 | 2 | Flapper Valve | 2001-07-01 | no | 2001-07-01 | no | Temporarily out of use | Gas (Historical Use) | 2500 | Fiberglass Double Walled | 2001-07-01 | Fiberglass Reinforced Plastic | Safe Suction (Euro)
9037035 | 1 | Ball Float | 1996-06-01 | no | 1996-06-01 | no | Currently in Use | Diesel | 20000 | Composite | 1996-06-01 | Double-Walled Flex | Pressurized
9037035 | 2 | Ball Float | 1996-06-01 | no | 1996-06-01 | no | Currently in Use | Diesel | 20000 | Composite | 1996-06-01 | Double-Walled Flex | Pressurized
9037035 | 3 | Ball Float | 1996-06-01 | no | 1996-06-01 | no | Currently in Use | Diesel | 20000 | Composite | 1996-06-01 | Double-Walled Flex | Pressurized
9037035 | 4 | Ball Float | 1996-06-01 | no | 1996-06-01 | no | Currently in Use | Diesel | 20000 | Composite | 1996-06-01 | Double-Walled Flex | Pressurized
9037035 | 5A | Ball Float | 1996-06-01 | no | 1996-06-01 | no | Currently in Use | Gas (Historical Use) | 14000 | Composite | 1996-06-01 | Double-Walled Flex | Pressurized
9037035 | 5B | Ball Float | 1996-06-01 | no | 1996-06-01 | no | Currently in Use | Gas (Historical Use) | 6000 | Composite | 1996-06-01 | Double-Walled Flex | Pressurized
9037036 | 1 | [5 empty] | Removed from Ground | Gas (Historical Use) | 8000 | Bare Steel | 1998-11-01 | Galvanized Steel | Suction (American)
9037036 | 2 | [5 empty] | Removed from Ground | Gas (Historical Use) | 8000 | Bare Steel | 1998-11-01 | Galvanized Steel | Suction (American)
9037036 | 3 | [5 empty] | Removed from Ground | Gas (Historical Use) | 3000 | Bare Steel | 1998-11-01 | Galvanized Steel | Suction (American)
9038001 | 1 | [5 empty] | Removed from Ground | Gas (Historical Use) | 1000 | Not Marked/Unknown |  | Not Marked
9038002 | 1 | [5 empty] | Removed from Ground | Gas (Historical Use) | 1000 | Bare Steel | 1964-01-01 | Galvanized Steel | Safe Suction (Euro)
9038002 | 2 | [5 empty] | Removed from Ground | Gas (Historical Use) | 1000 | Bare Steel | 1964-01-01 | Galvanized Steel | Safe Suction (Euro)
9038002 | 3 | [5 empty] | Removed from Ground | Diesel | 12000 | Bare Steel | 1983-05-01 | Galvanized Steel | Safe Suction (Euro)
9038002 | 4 | [5 empty] | Removed from Ground | Gas (Historical Use) | 550 | Bare Steel | 1964-01-01 | Galvanized Steel | Safe Suction (Euro)
9038003 | 1 | Flapper Valve | 1989-11-01 | no | 1989-11-01 | no | Currently in Use | Diesel | 20000 | Composite | 1990-01-01 | Fiberglass Reinforced Plastic | Pressurized
9038003 | 2 | Flapper Valve | 1989-11-01 | no | 1989-11-01 | no | Currently in Use | New Oil | 1000 | Composite | 1990-01-01 | Fiberglass Reinforced Plastic | Safe Suction (Euro)
9038003 | 3 |  | 1989-11-10 | yes | 1989-11-01 | yes | Currently in Use | Used Oil | 1000 | Composite | 1990-01-01 | Fiberglass Reinforced Plastic | Gravity Fed
9038004 | 1 | [5 empty] | Removed from Ground | Diesel | 10000 | Bare Steel | 1999-09-27 | Unknown
9038005 | 1 | [5 empty] | Closed in Ground | Gas (Historical Use) | 10000 | Marked Unknown | 1978-01-01 | Unknown
9038006 | 1 | [5 empty] | Removed from Ground | Gas (Historical Use) | 6000 | Bare Steel | 1975-01-01 | Galvanized Steel
9038007 | 1 |  | 1989-04-01 |  | 1989-04-01 |  | Removed from Ground | Gas (Historical Use) | 6000 | Cathodically Protected Steel | 1989-04-01 | Fiberglass Reinforced Plastic | Pressurized
9038007 | 2 |  | 1989-04-01 |  | 1989-04-01 |  | Removed from Ground | Gas (Historical Use) | 6000 | Cathodically Protected Steel | 1989-04-01 | Fiberglass Reinforced Plastic | Pressurized
9038007 | 3 |  | 1989-04-01 |  | 1989-04-01 |  | Removed from Ground | Gas (Historical Use) | 6000 | Cathodically Protected Steel | 1989-04-01 | Fiberglass Reinforced Plastic | Pressurized
9038007 | 4 |  | 1989-04-01 |  | 1989-04-01 |  | Removed from Ground | Diesel | 6000 | Cathodically Protected Steel | 1989-04-01 | Fiberglass Reinforced Plastic | Pressurized
9038007 | 5 |  | 1989-04-01 |  | 1989-04-01 |  | Removed from Ground | Kerosene | 2000 | Cathodically Protected Steel | 1989-04-01 | Fiberglass Reinforced Plastic | Pressurized
9038007 | 6A |  | 2002-03-04 | no | 2002-03-04 | no | Currently in Use | Gas (Historical Use) | 12000 | Epoxy | 2002-03-02 | Double Walled | Pressurized
9038007 | 6B |  | 2002-03-04 | no | 2002-03-04 | no | Currently in Use | Gas (Historical Use) | 8000 | Epoxy | 2002-03-02 | Double Walled | Pressurized
9038007 | 7A |  | 2002-03-04 | no | 2002-03-04 | no | Currently in Use | Diesel | 8000 | Epoxy | 2002-03-02 | Double Walled | Pressurized
9038007 | 7B |  | 2002-03-04 | no | 2002-03-04 | no | Currently in Use | Diesel | 4000 | Epoxy | 2002-03-02 | Double Walled | Pressurized
9038008 | 1 |  |  | yes |  | yes | Removed from Ground | Used Oil | 500 | Bare Steel | 1988-01-01 | Fiberglass Reinforced Plastic
9038009 | G | [5 empty] | Removed from Ground | Gas (Historical Use) | 6000 | Epoxy | 1971-02-12 | Galvanized Steel | Safe Suction (Euro)
9038009 | H | [5 empty] | Removed from Ground | Gas (Historical Use) | 4000 | Epoxy | 1971-02-12 | Galvanized Steel | Safe Suction (Euro)
9038011 | 1 |  | 1991-01-01 |  | 1991-01-01 |  | Currently in Use | Gas (Historical Use) | 8000 | Cathodically Protected Steel | 1991-01-01 | Fiberglass Reinforced Plastic | Pressurized
9038011 | 2 |  | 1991-01-01 |  | 1991-01-01 |  | Currently in Use | Gas (Historical Use) | 8000 | Cathodically Protected Steel | 1991-01-01 | Fiberglass Reinforced Plastic | Pressurized
9038011 | 3 |  | 1991-01-01 |  | 1991-01-01 |  | Currently in Use | Gas (Historical Use) | 8000 | Cathodically Protected Steel | 1991-01-01 | Fiberglass Reinforced Plastic | Pressurized
9038011 | 4 |  | 1991-01-01 |  | 1991-01-01 |  | Currently in Use | Diesel | 6000 | Cathodically Protected Steel | 1991-01-01 | Fiberglass Reinforced Plastic | Pressurized
9038012 | 1 |  | 1991-07-08 | no | 1991-07-08 | no | Currently in Use | Regular | 10000 | Galvanic (STIP-3) | 1991-07-08 | Fiberglass Reinforced Plastic | Pressurized
9038012 | 2 |  | 1991-07-08 | no | 1991-07-08 | no | Currently in Use | Regular | 10000 | Galvanic (STIP-3) | 1991-07-08 | Fiberglass Reinforced Plastic | Pressurized
9038012 | 3 |  | 1991-07-08 | no | 1991-07-08 | no | Currently in Use | Premium | 10000 | Galvanic (STIP-3) | 1991-07-08 | Fiberglass Reinforced Plastic | Pressurized
9038012 | 4 |  | 1991-07-08 | no | 1991-07-08 | no | Currently in Use | Diesel | 15000 | Galvanic (STIP-3) | 1991-07-08 | Fiberglass Reinforced Plastic | Pressurized
9038012 | 5 |  | 1991-07-08 | no | 1991-07-08 | no | Currently in Use | Diesel | 15000 | Galvanic (STIP-3) | 1991-07-08 | Fiberglass Reinforced Plastic | Pressurized
9038012 | 6 |  | 1991-07-08 | no | 1991-07-08 | no | Currently in Use | Diesel Off Road | 2000 | Galvanic (STIP-3) | 1991-07-08 | Fiberglass Reinforced Plastic | Pressurized
9038013 | 1 |  | 1990-01-01 |  | 1990-01-01 |  | Removed from Ground | Gas (Historical Use) | 10000 | Composite | 1991-01-01 | Fiberglass Reinforced Plastic | Pressurized
9038013 | 2 |  | 1990-01-01 |  | 1990-01-01 |  | Removed from Ground | Gas (Historical Use) | 10000 | Composite | 1991-01-01 | Fiberglass Reinforced Plastic | Pressurized
9038013 | 3 |  | 1990-01-01 |  | 1990-01-01 |  | Removed from Ground | Gas (Historical Use) | 10000 | Composite | 1991-01-01 | Fiberglass Reinforced Plastic | Pressurized
9038013 | 4 |  | 1990-01-01 |  | 1990-01-01 |  | Removed from Ground | Diesel | 6000 | Composite | 1991-01-01 | Fiberglass Reinforced Plastic | Pressurized
9038013 | 5 | Flapper Valve | 2003-10-15 | no | 2003-10-15 | no | Currently in Use | Regular | 15000 | Composite Double Walled | 2003-10-15 | Double-Walled Flex | Pressurized
9038013 | 6 | Flapper Valve | 2003-10-15 | no | 2003-10-15 | no | Currently in Use | Premium | 15000 | Composite Double Walled | 2003-10-15 | Double-Walled Flex | Pressurized
9038013 | 7 | Flapper Valve | 2003-10-15 | no | 2003-10-15 | no | Currently in Use | Diesel | 8000 | Composite Double Walled | 2003-10-15 | Double-Walled Flex | Pressurized
9038014 | 1 |  | 1994-10-15 | no | 1994-10-15 | no | Currently in Use | Regular | 8000 | Galvanic (STIP-3) | 1988-01-01 | Fiberglass Reinforced Plastic | Pressurized
9038014 | 2 | Ball Float | 1994-10-15 | no | 1994-10-15 | no | Temporarily out of use | Gas (Historical Use) | 8000 | Galvanic (STIP-3) | 1988-01-01 | Cathodically Protected | Pressurized
9038014 | 3 | Ball Float | 1994-10-15 | no | 1994-10-15 | no | Currently in Use | Premium | 8000 | Galvanic (STIP-3) | 1988-01-01 | Cathodically Protected | Pressurized
9038014 | 4 |  | 1994-10-15 | no | 1994-10-15 | no | Currently in Use | Diesel | 4000 | Galvanic (STIP-3) | 1988-01-01 | Cathodically Protected | Pressurized
9038014 | 5 |  | 1994-10-15 | no | 1994-10-15 | no | Currently in Use | Diesel Off Road | 2000 | Galvanic (STIP-3) | 1988-01-01 | Cathodically Protected | Pressurized
9038015 | 1 | [5 empty] | Removed from Ground | Gas (Historical Use) | 6000 | Bare Steel | 1982-02-20 | Galvanized Steel | Safe Suction (Euro)
9038015 | 2 | [5 empty] | Removed from Ground | Diesel | 10000 | Bare Steel | 1982-02-20 | Galvanized Steel | Safe Suction (Euro)
9038015 | 3 | [5 empty] | Removed from Ground | Gas (Historical Use) | 4000 | Bare Steel | 1982-02-20 | Galvanized Steel | Safe Suction (Euro)
9038016 | 1 | [5 empty] | Removed from Ground | Other | 4000 | Fiberglass | 1988-01-25 | Galvanized Steel | Suction (American)
9038016 | 2 | [5 empty] | Removed from Ground | Other | 2000 | Fiberglass | 1988-01-25 | Galvanized Steel | Suction (American)
9038016 | 3 | [5 empty] | Removed from Ground | Other | 1000 | Fiberglass | 1988-01-25 | Galvanized Steel | Suction (American)
9038016 | 4 | [5 empty] | Removed from Ground | Other | 550 | Fiberglass | 1988-01-25 | Galvanized Steel | Suction (American)
9038016 | 5 | [5 empty] | Removed from Ground | Diesel | 2000 | Fiberglass | 1988-01-25 | Galvanized Steel | Suction (American)
9038017 | 1 | [5 empty] | Removed from Ground | Gas (Historical Use) | 1 | Marked Unknown | 1993-02-13 | Unknown
9038017 | 2 | [5 empty] | Removed from Ground | Gas (Historical Use) | 1 | Marked Unknown | 1993-02-13 | Unknown
9038018 | 1 | [5 empty] | Permanently Out of Use - historical purposes | Gas (Historical Use) | 250 | Marked Unknown |  | Unknown
9038019 | 1 | [5 empty] | Permanently Out of Use - historical purposes | Gas (Historical Use) | 250 | Marked Unknown |  | Unknown
9038020 | 1 | [5 empty] | Removed from Ground | Gas (Historical Use) | 1000 | Marked Unknown |  | Unknown
9038020 | 2 | [5 empty] | Removed from Ground | Gas (Historical Use) | 1000 | Marked Unknown |  | Unknown
9038020 | 3 | [5 empty] | Removed from Ground | Gas (Historical Use) | 500 | Not Marked/Unknown |  | Not Marked
9038021 | 1 | [5 empty] | Removed from Ground | Gas (Historical Use) | 560 | Bare Steel | 1971-01-01 | Galvanized Steel
9038021 | 2 | [5 empty] | Removed from Ground | Gas (Historical Use) | 1065 | Bare Steel | 1971-01-01 | Galvanized Steel
9038023 | 1 | [5 empty] | Removed from Ground | Diesel | 10000 | Marked Unknown | 2014-02-25 | Unknown
9038023 | 2 | [5 empty] | Removed from Ground | Diesel | 560 | Bare Steel | 1966-06-05 | Copper | Safe Suction (Euro)
9038024 | 1 | [5 empty] | Removed from Ground | Gas (Historical Use) | 1000 | Bare Steel | 1992-12-15 | Galvanized Steel | Pressurized
9038024 | 2 | [5 empty] | Removed from Ground | Gas (Historical Use) | 1000 | Bare Steel | 1992-12-15 | Galvanized Steel | Pressurized
9038024 | 3 | [5 empty] | Removed from Ground | Other | 10000 | Bare Steel | 1992-12-15 | Galvanized Steel | Pressurized
9038025 | 1 | [5 empty] | Removed from Ground | Gas (Historical Use) | 1000 | Bare Steel | 1966-04-28 | Bare Steel | Suction (American)
9038025 | 2 | [5 empty] | Removed from Ground | Gas (Historical Use) | 1000 | Bare Steel | 1966-04-28 | Bare Steel | Suction (American)
9038025 | 3 | [5 empty] | Removed from Ground | Used Oil | 500 | Bare Steel | 1982-01-01 | Bare Steel | Gravity Fed
9038026 | 10397-1 | [5 empty] | Removed from Ground | Gas (Historical Use) | 1060 | Bare Steel | 1993-05-24 | Bare Steel
9038026 | 10397-2 | [5 empty] | Removed from Ground | Gas (Historical Use) | 500 | Bare Steel | 1993-05-24 | Bare Steel
9038027 | 1 | Flapper Valve | 1989-09-18 |  | 1989-09-18 |  | Currently in Use | Diesel | 3000 | Galvanic (STIP-3) | 1989-09-18 | Galvanized Steel | Suction (American)
9038028 | 1 |  | 1998-09-01 |  | 1998-09-01 |  | Removed from Ground | Gas (Historical Use) | 6000 | Cathodically Protected Steel | 1988-01-01 | Fiberglass Reinforced Plastic | Pressurized
9038028 | 2 |  | 1998-09-01 |  | 1998-09-01 |  | Removed from Ground | Gas (Historical Use) | 8000 | Cathodically Protected Steel | 1988-01-01 | Fiberglass Reinforced Plastic | Pressurized
9038028 | 3 |  | 1998-09-01 |  | 1998-09-01 |  | Removed from Ground | Gas (Historical Use) | 6000 | Cathodically Protected Steel | 1988-01-01 | Fiberglass Reinforced Plastic | Pressurized
9038028 | 4 |  | 1998-09-01 |  | 1998-09-01 |  | Removed from Ground | Gas (Historical Use) | 6000 | Cathodically Protected Steel | 1988-01-01 | Fiberglass Reinforced Plastic | Pressurized
9038028 | 5 |  | 1998-09-01 |  | 1998-09-01 |  | Removed from Ground | Gas (Historical Use) | 6000 | Cathodically Protected Steel | 1988-01-01 | Fiberglass Reinforced Plastic | Pressurized
9038028 | 6 |  | 1998-09-01 |  | 1998-09-01 |  | Removed from Ground | Diesel | 15000 | Cathodically Protected Steel | 1984-01-01 | Fiberglass Reinforced Plastic | Pressurized
9038028 | 7 | Ball Float | 2006-10-16 | no | 2006-10-16 | no | Currently in Use | Gas (Historical Use) | 12000 | Composite | 2006-10-12 | Double-Walled Fiberglass | Pressurized
9038028 | 8A | Ball Float | 2006-10-16 | no | 2006-10-16 | no | Currently in Use | Gas (Historical Use) | 6000 | Composite | 2006-10-12 | Double-Walled Fiberglass | Pressurized
9038028 | 8B | Ball Float | 2006-10-16 | no | 2006-10-16 | no | Currently in Use | Diesel | 6000 | Composite | 2006-10-12 | Double-Walled Fiberglass | Pressurized
9038030 | 1 | [5 empty] | Removed from Ground | Empty | 2000 | Bare Steel | 1966-01-01 | Galvanized Steel | Safe Suction (Euro)
9038030 | 2 | [5 empty] | Removed from Ground | Empty | 2000 | Bare Steel | 1966-01-01 | Bare Steel | Suction (American)
9038030 | 3 | [5 empty] | Removed from Ground | Empty | 1000 | Bare Steel | 1966-01-01 | Bare Steel | Suction (American)
9038030 | 4 | [5 empty] | Removed from Ground | Empty | 550 | Bare Steel | 1966-01-01 | Bare Steel | Suction (American)
9038031 | 0 | [5 empty] | Removed from Ground | Diesel | 8000 | Not Marked/Unknown | 1994-04-15 | Not Marked
9038032 | 1 | Ball Float | 1997-09-24 |  | 1997-09-24 |  | Currently in Use | Gas (Historical Use) | 12000 | Steel-Impressed Current | 1990-02-19 | Steel (Impressed Current) | Pressurized
9038032 | 2 | Ball Float | 1997-09-24 |  | 1997-09-24 |  | Currently in Use | Gas (Historical Use) | 8000 | Steel-Impressed Current | 1990-02-19 | Steel (Impressed Current) | Pressurized
9038032 | 3 | Ball Float | 1997-09-24 |  | 1997-09-24 |  | Currently in Use | Gas (Historical Use) | 8000 | Steel-Impressed Current | 1990-02-19 | Steel (Impressed Current) | Pressurized
9038032 | 4 | Ball Float | 1997-09-24 |  | 1997-09-24 |  | Currently in Use | Diesel | 8000 | Steel-Impressed Current | 1990-02-19 | Steel (Impressed Current) | Pressurized
9038032 | 5 | Ball Float | 1997-09-24 |  | 1997-09-24 |  | Temporarily out of use | Kerosene | 8000 | Steel-Impressed Current | 1990-02-19 | Steel (Impressed Current) | Pressurized
9038033 | 1 | Ball Float | 1997-10-07 |  | 1997-10-07 | yes | Currently in Use | Gas (Historical Use) | 12000 | Steel-Impressed Current | 1989-04-07 | Steel (Impressed Current) | Pressurized
9038033 | 2 | Ball Float | 1997-10-07 |  | 1997-10-07 | yes | Currently in Use | Gas (Historical Use) | 8000 | Steel-Impressed Current | 1989-04-07 | Steel (Impressed Current) | Pressurized
9038033 | 3 | Ball Float | 1997-10-07 |  | 1997-10-07 | yes | Currently in Use | Gas (Historical Use) | 8000 | Steel-Impressed Current | 1989-04-07 | Steel (Impressed Current) | Pressurized
9038033 | 4 | Ball Float | 1997-10-07 |  | 1997-10-07 | yes | Currently in Use | Diesel | 8000 | Steel-Impressed Current | 1989-04-07 | Steel (Impressed Current) | Pressurized
9038033 | 5 | Ball Float | 1997-10-07 |  | 1997-10-07 | yes | Currently in Use | Kerosene | 8000 | Steel-Impressed Current | 1989-04-07 | Steel (Impressed Current) | Pressurized
9038034 | 1 |  | 1997-08-28 |  | 1997-08-28 |  | Currently in Use | Gas (Historical Use) | 8000 | Steel-Impressed Current | 1989-10-10 | Cathodically Protected | Pressurized
9038034 | 2 |  | 1997-08-28 |  | 1997-08-28 |  | Currently in Use | Gas (Historical Use) | 8000 | Cathodically Protected Steel | 1989-10-10 | Cathodically Protected | Pressurized
9038034 | 3 |  | 1997-08-28 |  | 1997-08-28 |  | Currently in Use | Gas (Historical Use) | 8000 | Cathodically Protected Steel | 1989-10-10 | Cathodically Protected | Pressurized
9038034 | 4 |  | 1997-08-28 |  | 1997-08-28 |  | Currently in Use | Diesel | 8000 | Cathodically Protected Steel | 1989-10-10 | Cathodically Protected | Pressurized
9038034 | 5 |  | 1997-08-28 |  | 1997-08-28 |  | Currently in Use | Kerosene | 12000 | Cathodically Protected Steel | 1989-10-10 | Cathodically Protected | Pressurized
9038035 | 1 | [5 empty] | Removed from Ground | Gas (Historical Use) | 500 | Not Marked/Unknown | 1993-01-16 | Not Marked
9038036 | 1 | [5 empty] | Removed from Ground | Diesel | 500 | Not Marked/Unknown | 1993-01-16 | Not Marked
9038037 | 1 | [5 empty] | Removed from Ground | Diesel | 500 | Not Marked/Unknown | 1993-01-16 | Not Marked
9038038 | 1 | [5 empty] | Removed from Ground | Gas (Historical Use) | 500 | Not Marked/Unknown | 1993-01-16 | Not Marked
9038039 | 1 | [5 empty] | Removed from Ground | Gas (Historical Use) | 500 | Not Marked/Unknown | 1993-01-16 | Not Marked
9038040 | 1 | [5 empty] | Removed from Ground | Diesel | 500 | Not Marked/Unknown | 1993-01-16 | Not Marked
9038041 | 1 | [5 empty] | Removed from Ground | Gas (Historical Use) | 500 | Not Marked/Unknown | 1993-01-16 | Not Marked
9038042 | 1 | [5 empty] | Removed from Ground | Gas (Historical Use) | 500 | Not Marked/Unknown | 1993-01-16 | Not Marked
9038043 | 1 | Ball Float | 1994-05-31 | no | 1994-05-31 | no | Currently in Use | Regular | 10000 | Composite | 1994-05-31 | Fiberglass Reinforced Plastic | Pressurized
9038043 | 2 | Ball Float | 1994-05-31 | no | 1994-05-31 | no | Currently in Use | Regular | 10000 | Composite | 1994-05-31 | Fiberglass Reinforced Plastic | Pressurized
9038043 | 3 | Ball Float | 1994-05-31 | no | 1994-05-31 | no | Currently in Use | Premium | 10000 | Composite | 1994-05-31 | Fiberglass Reinforced Plastic | Pressurized
9038043 | 4 | Ball Float | 1994-05-31 | no | 1994-05-31 | no | Currently in Use | Diesel | 8000 | Composite | 1994-05-31 | Fiberglass Reinforced Plastic | Pressurized
9038043 | 5 | Ball Float | 1994-05-31 | no | 1994-05-31 | no | Currently in Use | E-10 | 2000 | Composite | 1994-05-31 | Fiberglass Reinforced Plastic | Pressurized
9038046 | 1 |  | 1987-08-31 |  | 1987-08-31 |  | Currently in Use | Gas (Historical Use) | 10000 | Fiberglass | 1987-08-31 | Fiberglass Reinforced Plastic | Pressurized
9038046 | 2 |  | 1987-08-31 |  | 1987-08-31 |  | Currently in Use | Gas (Historical Use) | 10000 | Fiberglass | 1987-08-31 | Fiberglass Reinforced Plastic | Pressurized
9038046 | 3 |  | 1987-08-31 |  | 1987-08-31 |  | Currently in Use | Gas (Historical Use) | 10000 | Fiberglass | 1987-08-31 | Fiberglass Reinforced Plastic | Pressurized
9038046 | 4 |  | 1987-08-31 |  | 1987-08-31 |  | Currently in Use | Diesel | 10000 | Fiberglass | 1987-08-31 | Fiberglass Reinforced Plastic | Pressurized
9038047 | 1 | [5 empty] | Removed from Ground | Gas (Historical Use) | 2000 | Not Marked/Unknown | 1995-05-22 | Unknown
9038048 | 1 | [5 empty] | Removed from Ground | Gas (Historical Use) | 2000 | Bare Steel | 1960-03-01 | Galvanized Steel | Safe Suction (Euro)
9038048 | 2 | [5 empty] | Removed from Ground | Gas (Historical Use) | 1000 | Bare Steel | 1960-03-01 | Galvanized Steel | Safe Suction (Euro)
9038048 | 3 | [5 empty] | Removed from Ground | Gas (Historical Use) | 2000 | Bare Steel | 1960-03-01 | Galvanized Steel | Safe Suction (Euro)
9038048 | 4 |  |  | no |  | no | Removed from Ground | Used Oil | 550 | Unknown | 2005-03-09
9038049 | 1 | [5 empty] | Removed from Ground | Gas (Historical Use) | 1000 | Bare Steel | 1967-01-01 | Bare Steel | Suction (American)
9038049 | 2 | [5 empty] | Removed from Ground | Gas (Historical Use) | 1000 | Bare Steel | 1967-01-01 | Bare Steel | Suction (American)
9038049 | 3 | [5 empty] | Removed from Ground | Gas (Historical Use) | 1000 | Bare Steel | 1970-01-01 | Bare Steel | Suction (American)
9038050 | 1 | [5 empty] | Removed from Ground | Gas (Historical Use) | 4000 | Bare Steel | 1984-11-15 | Galvanized Steel | Pressurized
9038050 | 2 | [5 empty] | Removed from Ground | Gas (Historical Use) | 4000 | Bare Steel | 1984-11-15 | Galvanized Steel | Pressurized
9038050 | 3 | [5 empty] | Removed from Ground | Gas (Historical Use) | 4000 | Bare Steel | 1984-11-15 | Galvanized Steel | Pressurized
9038051 | 1 |  | 1991-06-07 |  | 1991-06-07 |  | Removed from Ground | Gas (Historical Use) | 2000 | Cathodically Protected Steel | 1991-06-07 | Fiberglass Reinforced Plastic | Suction (American)
9038051 | 2 |  |  | no |  | no | Removed from Ground | Kerosene | 250 | Bare Steel | 2009-07-27
9038052 | 1 |  | 1998-07-25 |  | 1998-07-25 |  | Currently in Use | Gas (Historical Use) | 6000 | Cathodically Protected Steel | 1986-06-01 | Cathodically Protected | Suction (American)
9038052 | 2 |  | 1998-07-25 |  | 1998-07-25 |  | Currently in Use | Gas (Historical Use) | 6000 | Cathodically Protected Steel | 1986-06-01 | Cathodically Protected | Suction (American)
9038052 | 3 |  | 1998-07-25 |  | 1998-07-25 |  | Currently in Use | Gas (Historical Use) | 6000 | Cathodically Protected Steel | 1986-06-01 | Cathodically Protected | Suction (American)
9038053 | 1 |  | 1998-08-31 |  | 1998-03-21 |  | Removed from Ground | Gas (Historical Use) | 6000 | Epoxy | 1998-03-21 | Cathodically Protected | Suction (American)
9038053 | 2 |  | 1998-08-31 |  | 1998-08-31 |  | Removed from Ground | Gas (Historical Use) | 6000 | Epoxy | 1998-08-31 | Cathodically Protected | Suction (American)
9038053 | 3 |  | 1998-08-31 |  | 1998-08-31 |  | Removed from Ground | Diesel | 6000 | Epoxy | 1998-08-31 | Cathodically Protected | Suction (American)
9038054 | 1 | Ball Float | 1991-10-01 |  | 1991-10-01 |  | Temporarily out of use | Diesel | 12000 | Fiberglass Double Walled | 1991-10-01 | Double-Walled Fiberglass | Pressurized
9038055 | 1 | [5 empty] | Removed from Ground | Gas (Historical Use) | 8000 | Bare Steel | 1996-11-01 | Bare Steel | Pressurized
9038055 | 2 | [5 empty] | Removed from Ground | Gas (Historical Use) | 8000 | Bare Steel | 1996-11-01 | Bare Steel | Pressurized
9038055 | 3 | [5 empty] | Removed from Ground | Gas (Historical Use) | 8000 | Bare Steel | 1996-11-01 | Bare Steel | Pressurized
9038055 | 4 |  | 1997-01-01 | no | 1997-01-01 | no | Currently in Use | Regular | 12000 | Epoxy | 1997-01-01 | Fiberglass Reinforced Plastic | Pressurized
9038055 | 5 |  | 1997-01-01 | no | 1997-01-01 | no | Currently in Use | Plus | 6000 | Epoxy | 1997-01-01 | Fiberglass Reinforced Plastic | Pressurized
9038055 | 6 |  | 1997-01-01 | no | 1997-01-01 | no | Currently in Use | Premium | 6000 | Epoxy | 1997-01-01 | Fiberglass Reinforced Plastic | Pressurized
9038055 | 7 |  | 1997-01-01 | no | 1997-01-01 | no | Currently in Use | Diesel | 4000 | Epoxy | 1997-01-01 | Fiberglass Reinforced Plastic | Pressurized
9038055 | 8 |  | 1997-01-01 | no | 1997-01-01 | no | Currently in Use | E-85 | 2000 | Epoxy | 1997-01-01 | Fiberglass Reinforced Plastic | Pressurized
9038056 | 1 |  | 1995-05-01 |  | 1995-05-01 |  | Removed from Ground | Gas (Historical Use) | 10000 | Cathodically Protected Steel | 1974-06-01 | Fiberglass Reinforced Plastic | Pressurized
9038056 | 2 |  | 1995-05-01 |  | 1995-05-01 |  | Removed from Ground | Gas (Historical Use) | 4000 | Cathodically Protected Steel | 1974-06-01 | Fiberglass Reinforced Plastic | Pressurized
9038056 | 3 |  | 1995-05-01 |  | 1995-05-01 |  | Removed from Ground | Gas (Historical Use) | 4000 | Cathodically Protected Steel | 1974-06-01 | Fiberglass Reinforced Plastic | Pressurized
9038056 | 4 |  | 1995-05-01 |  | 1995-05-01 |  | Removed from Ground | Diesel | 2000 | Cathodically Protected Steel | 1974-06-01 | Fiberglass Reinforced Plastic | Pressurized
9038056 | 5 |  |  | no |  | no | Removed from Ground | Gas (Historical Use) | 1000 | Unknown | 2004-06-16 | Unknown
9038056 | 6 |  |  | no |  | no | Removed from Ground | Gas (Historical Use) | 1000 | Unknown | 2004-06-16 | Unknown
9038056 | 7 |  |  | no |  | no | Removed from Ground | Used Oil | 550 | Unknown | 2004-06-17 | Unknown
9038057 | 1 | [5 empty] | Removed from Ground | Gas (Historical Use) | 2000 | Not Marked/Unknown | 1998-10-27 | Not Marked
9038057 | 2 | [5 empty] | Removed from Ground | Diesel | 2000 | Not Marked/Unknown | 1998-10-27 | Not Marked
9038057 | 3 | [5 empty] | Removed from Ground | Diesel | 2000 | Not Marked/Unknown | 1998-10-27 | Not Marked
9038058 | 1 | [5 empty] | Removed from Ground | Gas (Historical Use) | 1000 | Bare Steel | 1960-01-01 | Bare Steel | Safe Suction (Euro)
9038058 | 2 | [5 empty] | Removed from Ground | Gas (Historical Use) | 1000 | Bare Steel | 1960-01-01 | Bare Steel | Safe Suction (Euro)
9038058 | 3 |  |  | yes |  | yes | Removed from Ground | Used Oil | 550 | Fiberglass | 1989-01-01 | Bare Steel | Safe Suction (Euro)
9038059 | 1 |  | 1998-08-25 |  | 1998-08-25 |  | Removed from Ground | Gas (Historical Use) | 2000 | Epoxy | 1987-06-01 | Fiberglass Reinforced Plastic | Suction (American)
9038059 | 2 |  | 1998-08-25 |  | 1998-08-25 |  | Removed from Ground | Gas (Historical Use) | 2000 | Epoxy | 1987-06-01 | Fiberglass Reinforced Plastic | Suction (American)
9038059 | 3 |  | 1998-08-25 |  | 1998-08-25 |  | Removed from Ground | Gas (Historical Use) | 2000 | Epoxy | 1987-06-01 | Fiberglass Reinforced Plastic | Suction (American)
9038064 | 1 | Ball Float | 1996-10-16 | no | 1995-10-16 | no | Currently in Use | Regular | 12000 | Composite | 1995-10-15 | Fiberglass Reinforced Plastic | Pressurized
9038064 | 1A | Ball Float | 1995-10-16 | no | 1995-10-16 | no | Currently in Use | Diesel | 8000 | Composite | 1995-10-15 | Fiberglass Reinforced Plastic | Pressurized
9038064 | 2 |  | 1995-10-16 | no | 1995-10-16 | no | Currently in Use | Premium | 10000 | Composite | 1995-10-15 | Fiberglass Reinforced Plastic | Pressurized
9038066 | 1 |  | 1997-06-01 |  | 1997-06-01 |  | Currently in Use | Gas (Historical Use) | 6000 | Galvanic (STIP-3) | 1995-05-04 | Galvanized Steel | Pressurized
9038066 | 2 |  | 1997-06-01 |  | 1997-06-01 |  | Currently in Use | Gas (Historical Use) | 6000 | Galvanic (STIP-3) | 1995-05-04 | Galvanized Steel | Pressurized
9038066 | 3 |  | 1997-06-01 |  | 1997-06-01 |  | Currently in Use | Gas (Historical Use) | 6000 | Galvanic (STIP-3) | 1995-05-04 | Galvanized Steel | Pressurized
9038070 | 1 | Ball Float | 1995-10-02 | no | 1995-10-02 | no | Currently in Use | Regular | 12000 | Composite | 1995-09-30 | Double-Walled Fiberglass | Pressurized
9038070 | 2 | Ball Float | 1995-10-02 | no | 1995-10-02 | no | Currently in Use | Gas (Historical Use) | 10000 | Composite | 1995-09-30 | Double-Walled Fiberglass | Pressurized
9038070 | 3 | Ball Float | 1995-10-02 | no | 1995-10-02 | no | Currently in Use | Diesel | 10000 | Composite | 1995-09-30 | Double-Walled Fiberglass | Pressurized
9038071 | 1 | Ball Float | 1996-06-01 | no | 1996-06-01 | no | Currently in Use | Regular | 14000 | Composite | 1996-06-01 | Double-Walled Fiberglass | Pressurized
9038071 | 2 | Ball Float | 1996-06-01 | no | 1996-06-01 | no | Currently in Use | Premium | 6000 | Composite | 1996-06-01 | Double-Walled Fiberglass | Pressurized
9038071 | 3 | Ball Float | 1996-06-01 | no | 1996-06-01 | no | Currently in Use | Diesel | 12000 | Composite | 1996-06-01 | Double-Walled Fiberglass | Pressurized
9038071 | 4 | Ball Float | 1996-06-01 | no | 1996-06-01 | no | Currently in Use | Diesel Off Road | 2000 | Composite | 1996-06-01 | Double-Walled Fiberglass | Safe Suction (Euro)
9038072 | 1 |  | 1995-12-10 |  | 1995-12-10 |  | Removed from Ground | Gas (Historical Use) | 12000 | Composite | 1995-11-15 | Double Walled | Pressurized
9038072 | 2 |  | 1995-12-10 |  | 1995-12-10 |  | Removed from Ground | Gas (Historical Use) | 12000 | Composite | 1995-11-15 | Double Walled | Pressurized
9038072 | 3 |  | 1995-12-10 |  | 1995-12-10 |  | Removed from Ground | Diesel | 12000 | Composite | 1995-11-15 | Double Walled | Pressurized
9038073 | 1 | Flapper Valve | 1998-02-01 | no | 1998-02-01 | no | Currently in Use | Regular | 8000 | Steel-Impressed Current | 1978-08-01 | Steel (Impressed Current) | Pressurized
9038073 | 2 |  | 1998-02-01 | no | 1998-02-01 | no | Currently in Use | Premium | 6000 | Steel-Impressed Current | 1978-08-01 | Steel (Impressed Current) | Pressurized
9038073 | 3 |  | 1998-02-01 |  | 1998-02-01 |  | Removed from Ground | Gas (Historical Use) | 4000 | Steel-Impressed Current | 1978-08-01 | Steel (Impressed Current) | Pressurized
9038074 | 1 | [5 empty] | Temporarily out of use | Gas (Historical Use) | 1000 | Bare Steel | 1970-01-01 | Bare Steel | Safe Suction (Euro)
9038074 | 2 |  |  | no |  | no | Temporarily out of use | Kerosene | 1000 | Bare Steel | 1970-01-01 | Bare Steel | Safe Suction (Euro)
9038075 | 1 | [5 empty] | Removed from Ground | Diesel | 1000 | Not Marked/Unknown | 1996-12-20 | Not Marked
9038075 | 2 | [5 empty] | Removed from Ground | Used Oil | 1000 | Not Marked/Unknown | 1996-12-20 | Not Marked
9038078 | 1 | [5 empty] | Removed from Ground | Gas (Historical Use) | 500 | Bare Steel | 1956-03-27 | Galvanized Steel
9038078 | 2 | [5 empty] | Removed from Ground | Gas (Historical Use) | 500 | Bare Steel | 1956-03-27 | Galvanized Steel
9038079 | 1 |  | 1996-08-27 |  | 1996-08-27 |  | Currently in Use | Gas (Historical Use) | 12000 | Composite | 1996-10-01 | Fiberglass Reinforced Plastic | Pressurized
9038079 | 2 |  | 1996-08-27 |  | 1996-08-27 |  | Currently in Use | Gas (Historical Use) | 12000 | Composite | 1996-10-01 | Fiberglass Reinforced Plastic | Pressurized
9038079 | 3 |  | 1996-08-27 |  | 1996-08-27 |  | Currently in Use | Diesel | 10000 | Composite | 1996-10-01 | Fiberglass Reinforced Plastic | Pressurized
9038079 | 4 |  | 1996-08-27 |  | 1996-08-27 |  | Currently in Use | Kerosene | 2000 | Composite | 1996-10-01 | Fiberglass Reinforced Plastic | Pressurized
9038080 | 1 | Flapper Valve | 1996-09-20 |  | 1996-09-20 |  | Removed from Ground | Gas (Historical Use) | 30000 | Epoxy | 1996-09-20 | Fiberglass Reinforced Plastic | Pressurized
9038080 | 2 | Flapper Valve | 1996-09-20 |  | 1996-09-20 |  | Removed from Ground | Gas (Historical Use) | 15000 | Epoxy | 1996-09-20 | Fiberglass Reinforced Plastic | Pressurized
9038081 | 1 | [5 empty] | Removed from Ground | Gas (Historical Use) | 1550 | Not Marked/Unknown | 1997-02-19 | Not Marked
9038082 | 1 | [5 empty] | Removed from Ground | Gas (Historical Use) | 3000 | Not Marked/Unknown | 1997-03-03 | Not Marked
9038082 | 2 | [5 empty] | Removed from Ground | Gas (Historical Use) | 3000 | Not Marked/Unknown | 1997-03-03 | Not Marked
9038082 | 3 | [5 empty] | Removed from Ground | Gas (Historical Use) | 3000 | Not Marked/Unknown | 1997-03-03 | Not Marked
9038082 | 4 | [5 empty] | Removed from Ground | Diesel | 1000 | Not Marked/Unknown | 1997-03-03 | Not Marked
9038083 | 1 | [5 empty] | Removed from Ground | Gas (Historical Use) | 4000 | Not Marked/Unknown |  | Not Marked
9038084 | 1 | Ball Float | 1997-08-01 | no | 1997-08-01 | no | Currently in Use | Regular | 12000 | Fiberglass Double Walled | 1997-08-01 | Fiberglass Reinforced Plastic | Pressurized
9038084 | 2 | Ball Float | 1997-08-01 | no | 1997-08-01 | no | Currently in Use | Premium | 10000 | Fiberglass Double Walled | 1997-08-01 | Fiberglass Reinforced Plastic | Pressurized
9038084 | 3 | Ball Float | 1997-08-01 | no | 1997-08-01 | no | Currently in Use | Diesel | 10000 | Fiberglass Double Walled | 1997-08-01 | Fiberglass Reinforced Plastic | Pressurized
9038085 | 1 | Ball Float | 1997-12-01 |  | 1997-12-01 |  | Currently in Use | Gas (Historical Use) | 12000 | Epoxy | 1997-12-01 | Fiberglass Reinforced Plastic | Pressurized
9038085 | 2 | Ball Float | 1997-12-01 |  | 1997-12-01 |  | Currently in Use | Gas (Historical Use) | 8000 | Epoxy | 1997-12-01 | Fiberglass Reinforced Plastic | Pressurized
9038085 | 3 | Ball Float | 1997-12-01 |  | 1997-12-01 |  | Currently in Use | Diesel | 8000 | Epoxy | 1997-12-01 | Fiberglass Reinforced Plastic | Pressurized
9038085 | 4 | Ball Float | 1997-12-01 |  | 1997-12-01 |  | Currently in Use | Kerosene | 2000 | Epoxy | 1997-12-01 | Fiberglass Reinforced Plastic | Pressurized
9038086 | 1 | [5 empty] | Removed from Ground | Gas (Historical Use) | 0 | Not Marked/Unknown | 1998-06-01 | Not Marked
9038086 | 2 | [5 empty] | Removed from Ground | Gas (Historical Use) | 0 | Not Marked/Unknown | 1998-06-01 | Not Marked
9038086 | 3 | [5 empty] | Removed from Ground | Gas (Historical Use) | 0 | Not Marked/Unknown | 1998-06-01 | Not Marked
9038087 | 1 | [5 empty] | Removed from Ground | Gas (Historical Use) | 550 | Bare Steel | 1998-07-21 | Galvanized Steel | Safe Suction (Euro)
9038088 | 1A |  | 1998-02-17 |  | 1998-02-17 |  | Currently in Use | Gas (Historical Use) | 12000 | Composite | 1997-08-28 | Fiberglass Reinforced Plastic | Pressurized
9038088 | 1B |  | 1998-02-17 | no | 1998-02-17 | no | Currently in Use | Gas (Historical Use) | 8000 | Composite | 1997-08-28 | Fiberglass Reinforced Plastic | Pressurized
9038088 | 2 |  | 1998-02-17 |  | 1998-02-17 |  | Currently in Use | Diesel | 6000 | Composite | 1997-08-28 | Fiberglass Reinforced Plastic | Pressurized
9038088 | 3 |  | 1998-02-17 |  | 1998-02-17 |  | Currently in Use | Diesel | 6000 | Composite | 1997-08-28 | Fiberglass Reinforced Plastic | Pressurized
9038088 | 4 |  | 1998-02-17 | no | 1998-02-17 | no | Currently in Use | Other | 2000 | Composite | 1997-08-28 | Fiberglass Reinforced Plastic | Suction (American)
9038089 | 1 | [5 empty] | Removed from Ground | Diesel | 3000 | Not Marked/Unknown | 1999-06-01 | Not Marked
9038089 | 2 | Overfill Alarm | 1999-06-01 |  | 1999-06-01 |  | Removed from Ground | Diesel | 4000 | Fiberglass | 1999-06-01 | Fiberglass Reinforced Plastic | Suction (American)
9038090 | 1 | [5 empty] | Removed from Ground | Gas (Historical Use) | 1000 | Marked Unknown | 1998-11-24 | Not Marked
9038090 | 2 | [5 empty] | Removed from Ground | Gas (Historical Use) | 1000 | Marked Unknown | 1998-11-24 | Not Marked
9038091 | 1 | [5 empty] | Removed from Ground | Gas (Historical Use) | 1000 | Marked Unknown | 1998-11-24 | Not Marked
9038091 | 2 | [5 empty] | Removed from Ground | Diesel | 1000 | Marked Unknown | 1998-11-24 | Not Marked
9038092 | 1 |  | 1996-01-01 | no | 1996-01-01 | no | Currently in Use | Regular | 12000 | Fiberglass Double Walled | 1996-01-01 | Double-Walled Fiberglass | Pressurized
9038092 | 2A |  | 1996-01-01 | no | 1996-01-01 | no | Currently in Use | Premium | 8000 | Fiberglass Double Walled | 1996-01-01 | Double-Walled Fiberglass | Pressurized
9038092 | 2B |  | 1996-01-01 | no | 1996-01-01 | no | Currently in Use | Diesel | 4000 | Fiberglass Double Walled | 1996-01-01 | Double-Walled Fiberglass | Pressurized
9038093 | 1 | Ball Float | 1999-03-28 |  | 1999-03-28 |  | Temporarily out of use | Gas (Historical Use) | 8000 | Steel-Impressed Current | 1978-03-21 | Cathodically Protected | Safe Suction (Euro)
9038093 | 2 | Ball Float | 1999-03-28 |  | 1999-03-28 |  | Temporarily out of use | Gas (Historical Use) | 8000 | Steel-Impressed Current | 1978-03-21 | Cathodically Protected | Safe Suction (Euro)
9038094 | 1 | [5 empty] | Removed from Ground | Diesel | 20000 | Bare Steel | 1999-08-24 | Galvanized Steel | Suction (American)
9038094 | 2 | [5 empty] | Removed from Ground | Diesel | 20000 | Bare Steel | 1999-08-24 | Galvanized Steel | Suction (American)
9038095 | 1 | [5 empty] | Removed from Ground | Gas (Historical Use) | 4000 | Bare Steel |  | Bare Steel
9038095 | 2 | [5 empty] | Removed from Ground | Diesel | 10000 | Bare Steel |  | Bare Steel
9038095 | 3 | [5 empty] | Removed from Ground | Gas (Historical Use) | 10000 | Bare Steel |  | Bare Steel
9038095 | 4 | [5 empty] | Removed from Ground | Gas (Historical Use) | 10000 | Bare Steel |  | Bare Steel
9038096 | 1 | Ball Float | 1999-04-08 | no | 1999-04-08 | no | Currently in Use | Premium | 12000 | Composite | 1999-01-05 | Flex | Pressurized
9038096 | 2 | Ball Float | 1999-04-08 | no | 1999-04-08 | no | Currently in Use | Diesel | 12000 | Composite | 1999-01-05 | Flex | Pressurized
9038097 | 1 | [5 empty] | Removed from Ground | Gas (Historical Use) | 0 | Not Marked/Unknown | 1996-01-01 | Not Marked
9038098 | 1 | [5 empty] | Removed from Ground | Empty | 0 | Marked Unknown | 1980-01-01 | Unknown
9038098 | 2 | [5 empty] | Removed from Ground | Empty | 0 | Marked Unknown | 1980-01-01 | Unknown
9038099 | 1 | [5 empty] | Removed from Ground | Gas (Historical Use) | 500 | Bare Steel | 1950-01-01 | Bare Steel | Suction (American)
9038099 | 2 | [5 empty] | Removed from Ground | Gas (Historical Use) | 500 | Bare Steel | 1950-01-01 | Bare Steel | Suction (American)
9038100 | 1 | Ball Float | 2000-04-16 | no | 2000-04-16 | no | Currently in Use | Gas (Historical Use) | 12000 | Tank Jacket | 2000-04-15 | Fiberglass Reinforced Plastic | Pressurized
9038100 | 2 | Ball Float | 2000-04-16 | no | 2000-04-16 | no | Currently in Use | Gas (Historical Use) | 10000 | Tank Jacket | 2000-04-15 | Fiberglass Reinforced Plastic | Pressurized
9038100 | 3 | Ball Float | 2000-04-16 | no | 2000-04-16 | no | Currently in Use | Diesel | 4000 | Tank Jacket | 2000-04-15 | Fiberglass Reinforced Plastic | Pressurized
9038101 | 1 |  | 2000-10-01 | no | 2000-10-01 | no | Currently in Use |  | 20000 |  | 2000-09-01 |  | Pressurized
9038101 | 2 |  | 2000-10-01 | no | 2000-10-01 | no | Currently in Use |  | 20000 |  | 2000-09-01 |  | Pressurized
9038101 | 3 |  | 2000-10-01 | no | 2000-10-01 | no | Currently in Use |  | 12000 |  | 2000-09-01 |  | Pressurized
9038102 | 1 | Ball Float | 2000-10-02 | no | 2000-10-02 | yes | Currently in Use | Regular | 20000 | Composite | 2000-10-01 | Fiberglass Reinforced Plastic | Pressurized
9038102 | 2 | Ball Float | 2000-10-02 | no | 2000-10-02 | yes | Currently in Use | Premium | 10000 | Composite | 2000-10-01 | Fiberglass Reinforced Plastic | Pressurized
9038102 | 3 | Ball Float | 2000-10-02 | no | 2000-10-02 | yes | Currently in Use | Diesel | 8000 | Composite | 2000-10-01 | Fiberglass Reinforced Plastic | Pressurized
9038103 | 1 | [5 empty] | Removed from Ground | Other | 0 | Marked Unknown | 1985-01-01 | Unknown
9038103 | 2 | [5 empty] | Removed from Ground | Other | 0 | Marked Unknown | 1985-01-01 | Unknown
9038104 | 1 | Overfill Alarm | 2001-02-01 |  | 2001-02-01 |  | Currently in Use | Gas (Historical Use) | 20000 | Fiberglass Double Walled | 2001-02-01 | Fiberglass Reinforced Plastic | Pressurized
9038104 | 2 | Overfill Alarm | 2001-02-01 |  | 2001-02-01 |  | Currently in Use | Gas (Historical Use) | 20000 | Fiberglass Double Walled | 2001-02-01 | Double-Walled Fiberglass | Pressurized
9038104 | 3A | Overfill Alarm | 2001-02-01 |  | 2001-02-01 |  | Currently in Use | Gas (Historical Use) | 12000 | Fiberglass Double Walled | 2001-02-01 | Double-Walled Fiberglass | Pressurized
9038104 | 3B | Overfill Alarm | 2001-02-01 |  | 2001-02-01 |  | Currently in Use | Gas (Historical Use) | 8000 | Fiberglass Double Walled | 2001-02-01 | Double-Walled Fiberglass | Pressurized
9038104 | 4 | Overfill Alarm | 2001-02-01 |  | 2001-02-01 |  | Currently in Use | Diesel | 20000 | Fiberglass Double Walled | 2001-02-01 | Double-Walled Fiberglass | Pressurized
9038104 | 5 | Overfill Alarm | 2001-02-01 |  | 2001-02-01 |  | Currently in Use | Diesel | 20000 | Fiberglass Double Walled | 2001-02-01 | Double-Walled Fiberglass | Pressurized
9038104 | 6 | Overfill Alarm | 2001-02-01 |  | 2001-02-01 |  | Currently in Use | Diesel | 20000 | Fiberglass Double Walled | 2001-02-01 | Double-Walled Fiberglass | Pressurized
9038104 | 7 | Overfill Alarm | 2001-02-01 |  | 2001-02-01 |  | Currently in Use | Diesel | 20000 | Fiberglass Double Walled | 2001-02-01 | Double-Walled Fiberglass | Pressurized
9038105 | 1 | [5 empty] | Removed from Ground | Empty | 2000 | Marked Unknown | 2001-10-25 | Unknown
9038105 | 2 | [5 empty] | Removed from Ground | Empty | 2000 | Marked Unknown | 2001-10-25 | Unknown
9038105 | 3 | [5 empty] | Removed from Ground | Empty | 2000 | Marked Unknown | 2001-10-25 | Unknown
9038106 | 1 | Ball Float | 2001-06-21 |  | 2001-06-21 |  | Currently in Use | Gas (Historical Use) | 20000 | Composite | 2001-06-20 | Double-Walled Fiberglass | Pressurized
9038106 | 2 | Ball Float | 2001-06-21 |  | 2001-06-21 |  | Currently in Use | Diesel | 12000 | Composite | 2001-06-20 | Double-Walled Fiberglass | Pressurized
9038106 | 3 | Ball Float | 2001-06-21 |  | 2001-06-21 |  | Currently in Use | Other | 2000 | Composite | 2001-06-20 | Double-Walled Fiberglass | Pressurized
9038106 | 4 | Ball Float | 2001-06-21 | no | 2001-06-21 | no | Currently in Use | Gas (Historical Use) | 6000 | Composite | 2001-06-20 | Double-Walled Fiberglass | Pressurized
9038106 | 5 | Ball Float | 2001-06-21 | no | 2001-06-21 | no | Currently in Use | Diesel | 6000 | Composite | 2001-06-20 | Double-Walled Fiberglass | Pressurized
9039001 | 1 | Ball Float | 1991-01-01 |  | 1991-01-01 |  | Currently in Use | Diesel | 10000 | Galvanic (STIP-3) | 1991-01-01 | Fiberglass Reinforced Plastic | Pressurized
9039001 | 2 | Ball Float | 1991-01-01 |  | 1991-01-01 |  | Currently in Use | Gas (Historical Use) | 10000 | Galvanic (STIP-3) | 1991-01-01 | Fiberglass Reinforced Plastic | Pressurized
9039003 | 1 | Flapper Valve | 1998-09-08 |  | 1998-09-08 |  | Currently in Use | Gas (Historical Use) | 6000 | Galvanic (STIP-3) | 1988-01-01 | Cathodically Protected | Pressurized
9039003 | 2 | Flapper Valve | 1998-09-08 |  | 1998-09-08 |  | Currently in Use | Gas (Historical Use) | 6000 | Galvanic (STIP-3) | 1988-01-01 | Cathodically Protected | Pressurized
9039003 | 3 | Flapper Valve | 1998-09-08 |  | 1998-09-08 |  | Currently in Use | Diesel | 2000 | Galvanic (STIP-3) | 1988-01-01 | Cathodically Protected | Pressurized
9039004 | 1 | [5 empty] | Removed from Ground | Gas (Historical Use) | 2000 | Not Marked/Unknown | 1992-07-15 | Not Marked
9039004 | 2 | [5 empty] | Removed from Ground | Gas (Historical Use) | 2000 | Not Marked/Unknown | 1992-07-15 | Not Marked
9039005 | 1 | [5 empty] | Removed from Ground | Gas (Historical Use) | 4 | Bare Steel | 1997-01-01 | Galvanized Steel | Suction (American)
9039005 | 2 | [5 empty] | Removed from Ground | Gas (Historical Use) | 4 | Bare Steel | 1997-01-01 | Galvanized Steel | Suction (American)
9039005 | 3 | [5 empty] | Removed from Ground | Gas (Historical Use) | 1 | Bare Steel | 1997-01-01 | Galvanized Steel | Suction (American)
9039005 | 4 |  | 1997-02-01 | no | 1997-02-01 | no | Temporarily out of use | Gas (Historical Use) | 8200 | Galvanic (STIP-3) | 1997-02-01 | Fiberglass Reinforced Plastic | Pressurized
9039005 | 5 |  | 1997-02-01 | no | 1997-02-01 | no | Temporarily out of use | Gas (Historical Use) | 8200 | Galvanic (STIP-3) | 1997-02-01 | Fiberglass Reinforced Plastic | Pressurized
9039006 | 1 | [5 empty] | Removed from Ground | Empty | 1 | Bare Steel | 1998-01-01 | Galvanized Steel | Suction (American)
9039006 | 2 | [5 empty] | Removed from Ground | Empty | 1 | Bare Steel | 1998-01-01 | Galvanized Steel | Suction (American)
9039006 | 3 | [5 empty] | Removed from Ground | Diesel | 1 | Bare Steel | 1998-01-01 | Galvanized Steel | Suction (American)
9039007 | 1 |  | 1987-06-07 |  | 1987-06-07 |  | Currently in Use | Gas (Historical Use) | 6000 | Cathodically Protected Steel | 1987-06-07 | Cathodically Protected | Pressurized
9039007 | 2 |  | 1987-06-07 |  | 1987-06-07 |  | Currently in Use | Gas (Historical Use) | 6000 | Cathodically Protected Steel | 1987-06-07 | Cathodically Protected | Pressurized
9039007 | 3 |  | 1987-06-07 |  | 1987-06-07 |  | Currently in Use | Gas (Historical Use) | 6000 | Cathodically Protected Steel | 1987-06-07 | Cathodically Protected | Pressurized
9039007 | 4 |  | 1987-06-07 |  | 1987-06-07 |  | Currently in Use | Diesel | 4000 | Steel-Impressed Current | 1987-06-07 | Cathodically Protected | Pressurized
9039007 | 5 |  | 1987-06-07 |  | 1987-06-07 |  | Currently in Use | Diesel | 4000 | Cathodically Protected Steel | 1987-06-07 | Cathodically Protected | Pressurized
9039008 | 5 |  | 1998-01-05 | yes | 2009-01-05 | yes | Removed from Ground | Used Oil | 500 | Steel-Impressed Current | 1979-07-01 | Cathodically Protected
9039008 | DIESEL |  | 1999-01-19 |  | 1999-01-19 |  | Removed from Ground | Diesel | 3000 | Steel-Impressed Current | 1979-07-01 | Cathodically Protected | Safe Suction (Euro)
9039008 | RU1 |  | 1999-01-19 |  | 1999-01-19 |  | Removed from Ground | Gas (Historical Use) | 4000 | Steel-Impressed Current | 1979-07-01 | Cathodically Protected | Suction (American)
9039008 | RU2 |  | 1999-01-19 |  | 1999-01-19 |  | Removed from Ground | Gas (Historical Use) | 4000 | Steel-Impressed Current | 1979-07-01 | Cathodically Protected | Suction (American)
9039008 | RU3 |  | 1999-01-19 |  | 1999-01-19 |  | Removed from Ground | Diesel | 3000 | Steel-Impressed Current | 1979-07-01 | Cathodically Protected | Safe Suction (Euro)
9039009 | 1 | Flapper Valve | 1998-09-11 |  | 1998-09-11 |  | Currently in Use | Diesel | 10000 | Galvanic (STIP-3) | 1987-07-24 | Fiberglass Reinforced Plastic | Pressurized
9039010 | A |  | 1997-12-29 |  | 1997-12-29 |  | Removed from Ground | Gas (Historical Use) | 6000 | Steel-Impressed Current | 1986-06-10 | Cathodically Protected | Pressurized
9039010 | B |  | 1997-12-29 |  | 1997-12-29 |  | Removed from Ground | Gas (Historical Use) | 4000 | Steel-Impressed Current | 1986-06-10 | Cathodically Protected | Pressurized
9039010 | C |  | 1997-12-29 |  | 1997-12-29 |  | Removed from Ground | Diesel | 4000 | Steel-Impressed Current | 1986-06-10 | Cathodically Protected | Suction (American)
9039012 | 1 |  | 1998-11-20 |  | 1998-11-20 |  | Currently in Use | Gas (Historical Use) | 6000 | Steel-Impressed Current | 1971-01-01 | Cathodically Protected | Safe Suction (Euro)
9039012 | 2 |  | 1998-11-20 |  | 1998-11-20 |  | Currently in Use | Diesel | 6000 | Steel-Impressed Current | 1971-01-01 | Cathodically Protected | Safe Suction (Euro)
9039013 | 1 | [5 empty] | Removed from Ground | Gas (Historical Use) | 1000 | Bare Steel | 1998-12-01 | Not Marked | Safe Suction (Euro)
9039013 | 2 | [5 empty] | Removed from Ground | Diesel | 500 | Bare Steel | 1998-12-01 | Not Marked | Safe Suction (Euro)
9039013 | 3 | [5 empty] | Removed from Ground | Gas (Historical Use) | 5000 | Bare Steel | 1999-04-05 | Not Marked | Safe Suction (Euro)
9039013 | 4A |  | 1999-04-12 |  | 1999-04-12 |  | Removed from Ground | Gas (Historical Use) | 4000 | Epoxy | 1999-04-12 | Double Walled | Safe Suction (Euro)
9039013 | 4B |  | 1999-04-12 |  | 1999-04-12 |  | Removed from Ground | Diesel | 2000 | Epoxy | 1999-04-12 | Double Walled | Safe Suction (Euro)
9039018 | 1 | Flapper Valve | 1998-12-02 |  | 1998-12-02 |  | Removed from Ground | Gas (Historical Use) | 3000 | Steel-Impressed Current | 1987-06-19 | Steel (Impressed Current) | Pressurized
9039018 | 2 | Flapper Valve | 1998-12-02 |  | 1998-12-02 |  | Removed from Ground | Gas (Historical Use) | 3000 | Steel-Impressed Current | 1987-06-19 | Steel (Impressed Current) | Pressurized
9039018 | 3 | Flapper Valve | 1998-12-02 |  | 1998-12-02 |  | Removed from Ground | Gas (Historical Use) | 3000 | Steel-Impressed Current | 1987-06-19 | Steel (Impressed Current) | Pressurized
9039018 | 4A | Overfill Alarm | 2015-07-01 | no | 2015-07-01 | no | Currently in Use | Gas (Historical Use) | 12000 | Composite Double Walled | 2015-06-05 | Double-Walled Fiberglass
9039018 | 4B | Ball Float | 2015-07-01 | no | 2015-07-01 | no | Currently in Use | Gas (Historical Use) | 4000 | Composite Double Walled | 2015-06-05 | Double-Walled Fiberglass
9039018 | 4C |  | 2015-07-01 | no | 2015-07-01 | no | Currently in Use | Diesel | 4000 | Composite Double Walled | 2015-06-05 | Double-Walled Fiberglass
9039020 | 1 | [5 empty] | Removed from Ground | Gas (Historical Use) | 1000 | Bare Steel | 1998-02-09 | Galvanized Steel
9039020 | 2 | [5 empty] | Removed from Ground | Gas (Historical Use) | 1000 | Bare Steel | 1998-02-09 | Galvanized Steel
9039020 | 3 | [5 empty] | Removed from Ground | Gas (Historical Use) | 1000 | Bare Steel | 1998-02-09 | Galvanized Steel
9039020 | 4 | [5 empty] | Removed from Ground | Kerosene | 250 | Bare Steel | 1998-02-09 | Galvanized Steel
9040001 | 1 | [5 empty] | Removed from Ground | Diesel | 1000 | Not Marked/Unknown | 1991-05-08 | Not Marked
9040007 | 1 |  |  | yes |  | yes | Removed from Ground | Used Oil | 450 | Bare Steel | 1997-04-01 | Unknown
9040010 | 1 | [5 empty] | Removed from Ground | Gas (Historical Use) | 6000 | Bare Steel | 1958-01-01 | Galvanized Steel | Suction (American)
9040010 | 2 | [5 empty] | Removed from Ground | Empty | 3000 | Bare Steel | 1958-01-01 | Galvanized Steel
9040010 | 3 | [5 empty] | Removed from Ground | Gas (Historical Use) | 2000 | Bare Steel | 1981-01-01 | Galvanized Steel | Suction (American)
9040010 | 4 | [5 empty] | Closed in Ground | Other | 550 | Not Marked/Unknown | 1997-09-03 | Not Marked
9040010 | 5 | [5 empty] | Closed in Ground | Other | 550 | Not Marked/Unknown | 1997-09-03 | Not Marked
9040010 | 6A |  | 1997-09-16 |  | 1997-09-16 |  | Currently in Use | Gas (Historical Use) | 3000 | Galvanic (STIP-3) | 1997-09-16 | Fiberglass Reinforced Plastic | Suction (American)
9040010 | 6B |  | 1997-09-16 |  | 1997-09-16 |  | Currently in Use | Gas (Historical Use) | 3000 | Galvanic (STIP-3) | 1997-09-16 | Fiberglass Reinforced Plastic | Suction (American)
9040017 | 1 | [5 empty] | Removed from Ground | Gas (Historical Use) | 500 | Bare Steel | 1968-01-01 | Bare Steel
9040018 | 1 | Flapper Valve | 1998-12-09 |  | 1998-12-09 |  | Removed from Ground | Gas (Historical Use) | 8000 | Steel-Impressed Current | 1973-01-01 | Fiberglass Reinforced Plastic | Pressurized
9040018 | 2 | Flapper Valve | 1998-12-09 |  | 1998-12-09 |  | Removed from Ground | Gas (Historical Use) | 10000 | Steel-Impressed Current | 1987-01-01 | Fiberglass Reinforced Plastic | Pressurized
9040018 | 3 | Flapper Valve | 1998-12-09 |  | 1998-12-09 |  | Removed from Ground | Gas (Historical Use) | 8000 | Steel-Impressed Current | 1973-01-01 | Fiberglass Reinforced Plastic | Pressurized
9040018 | 4 | Flapper Valve | 1998-12-09 |  | 1998-12-09 |  | Closed in Ground | Diesel | 8000 | Steel-Impressed Current | 1973-01-01 | Fiberglass Reinforced Plastic | Pressurized
9040018 | 5 |  | 2016-12-01 | no | 2016-12-01 | no | Currently in Use | Gas (Historical Use) | 20000 | Composite Double Walled | 2016-12-01 | Double-Walled Fiberglass | Pressurized
9040018 | 6A |  | 2016-12-01 | no | 2016-12-01 | no | Currently in Use | Diesel | 15000 | Composite Double Walled | 2016-12-01 | Double-Walled Fiberglass | Pressurized
9040018 | 6B |  | 2016-12-01 | no | 2016-12-01 | no | Currently in Use | Gas (Historical Use) | 5000 | Composite Double Walled | 2016-12-01 | Double-Walled Fiberglass | Pressurized
9040019 | 1 |  | 1997-02-08 |  | 1997-02-08 |  | Currently in Use | Gas (Historical Use) | 6000 | Galvanic (STIP-3) | 1986-01-01 | Fiberglass Reinforced Plastic | Pressurized
9040019 | 2 |  | 1997-02-08 |  | 1997-02-08 |  | Currently in Use | Gas (Historical Use) | 6000 | Galvanic (STIP-3) | 1986-01-01 | Fiberglass Reinforced Plastic | Pressurized
9040019 | 3 |  | 1997-02-08 |  | 1997-02-08 |  | Currently in Use | Gas (Historical Use) | 6000 | Galvanic (STIP-3) | 1986-01-01 | Fiberglass Reinforced Plastic | Pressurized
9040023 | 1 | [5 empty] | Removed from Ground | Gas (Historical Use) | 2000 | Bare Steel | 1963-01-01 | Galvanized Steel | Suction (American)
9040023 | 2 | [5 empty] | Removed from Ground | Diesel | 500 | Bare Steel | 1958-01-01 | Galvanized Steel | Suction (American)
9040024 | 10485-1 | [5 empty] | Removed from Ground | Gas (Historical Use) | 550 | Cathodically Protected Steel | 1971-02-05 | Bare Steel | Safe Suction (Euro)
9040025 | 1 | [5 empty] | Removed from Ground | Gas (Historical Use) | 10000 | Marked Unknown | 1992-08-15 | Unknown
9040025 | 2 | [5 empty] | Removed from Ground | Gas (Historical Use) | 10000 | Marked Unknown | 1992-08-15 | Unknown
9040025 | 3 | [5 empty] | Removed from Ground | Diesel | 2500 | Marked Unknown | 1992-08-15 | Unknown
9040025 | 4 | [5 empty] | Removed from Ground | Diesel | 15000 | Marked Unknown | 1992-08-15 | Unknown
9040025 | 5 | Flapper Valve | 1998-03-27 |  | 1998-03-27 |  | Currently in Use | Diesel | 20000 | Fiberglass Double Walled | 1997-11-01 | Fiberglass Reinforced Plastic | Pressurized
9040025 | 6 | Flapper Valve | 1998-03-27 |  | 1998-03-27 |  | Currently in Use | Diesel | 20000 | Fiberglass Double Walled | 1997-11-01 | Fiberglass Reinforced Plastic | Pressurized
9040025 | 7 | Flapper Valve | 1998-03-27 |  | 1998-03-27 |  | Currently in Use | Diesel | 20000 | Fiberglass Double Walled | 1997-11-01 | Fiberglass Reinforced Plastic | Pressurized
9040025 | 8 | Flapper Valve | 1998-03-27 |  | 1998-03-27 |  | Currently in Use | Gas (Historical Use) | 20000 | Double Walled | 1997-11-01 | Double Walled | Pressurized
9040025 | 9 | Flapper Valve | 1998-03-27 |  | 1998-03-27 |  | Currently in Use | Gas (Historical Use) | 20000 | Fiberglass Double Walled | 1997-11-01 | Double Walled | Pressurized
9040026 | 1 | [5 empty] | Removed from Ground | Gas (Historical Use) | 5000 | Not Marked/Unknown | 1994-01-31 | Not Marked
9040026 | 2 | [5 empty] | Removed from Ground | Gas (Historical Use) | 5000 | Not Marked/Unknown | 1994-01-31 | Not Marked
9040026 | 3 | [5 empty] | Removed from Ground | Gas (Historical Use) | 5000 | Not Marked/Unknown | 1994-01-31 | Not Marked
9040026 | 4 | [5 empty] | Removed from Ground | Gas (Historical Use) | 5000 | Not Marked/Unknown | 1994-01-31 | Not Marked
9040027 | 1 | Ball Float | 1991-02-01 |  | 1991-02-01 |  | Currently in Use | Gas (Historical Use) | 10000 | Galvanic (STIP-3) | 1991-02-01 | Flex | Pressurized
9040027 | 2 | Ball Float | 1991-02-01 |  | 1991-02-01 |  | Currently in Use | Gas (Historical Use) | 6000 | Galvanic (STIP-3) | 1991-02-01 | Flex | Pressurized
9040027 | 3 | Ball Float | 1991-02-01 |  | 1991-02-01 |  | Currently in Use | Diesel | 6000 | Galvanic (STIP-3) | 1991-02-01 | Flex | Pressurized
9040029 | 1 | [5 empty] | Removed from Ground | Diesel | 1000 | Marked Unknown | 2007-02-27 | Unknown | Safe Suction (Euro)
9040029 | 2 |  | 1999-02-13 |  | 1999-02-13 |  | Removed from Ground | Diesel | 10000 | Steel-Impressed Current | 1998-12-18 | Cathodically Protected | Safe Suction (Euro)
9040029 | 3 | [5 empty] | Removed from Ground | Diesel | 10000 | Marked Unknown | 2006-05-04 | Unknown
9040030 | 1 | [5 empty] | Removed from Ground | Gas (Historical Use) | 10000 | Bare Steel | 1980-05-15 | Galvanized Steel | Pressurized
9040030 | 2 | [5 empty] | Removed from Ground | Gas (Historical Use) | 10000 | Bare Steel | 1980-05-15 | Galvanized Steel | Pressurized
9040030 | 3 | [5 empty] | Removed from Ground | Gas (Historical Use) | 10000 | Bare Steel | 1980-05-15 | Galvanized Steel | Pressurized
9040030 | 4 | [5 empty] | Removed from Ground | Gas (Historical Use) | 10000 | Bare Steel | 1980-05-15 | Galvanized Steel | Pressurized
9040030 | 5 | [5 empty] | Removed from Ground | Gas (Historical Use) | 10000 | Bare Steel | 1980-05-15 | Galvanized Steel | Pressurized
9040030 | 6 | [5 empty] | Removed from Ground | Gas (Historical Use) | 10000 | Bare Steel | 1980-05-15 | Galvanized Steel | Pressurized
9040031 | 1 | [5 empty] | Removed from Ground | Empty | 500 | Not Marked/Unknown | 1995-05-29 | Unknown
9040032 | 1 | Flapper Valve | 1995-01-01 |  | 1995-01-01 |  | Currently in Use | Gas (Historical Use) | 12000 | Fiberglass | 1983-03-15 | Fiberglass Reinforced Plastic | Pressurized
9040032 | 2 | Flapper Valve | 1995-01-01 |  | 1995-01-01 |  | Currently in Use | Gas (Historical Use) | 8000 | Fiberglass | 1983-03-15 | Fiberglass Reinforced Plastic | Pressurized
9040032 | 3 | Flapper Valve | 1995-01-01 |  | 1995-01-01 |  | Currently in Use | Gas (Historical Use) | 8000 | Fiberglass | 1983-03-15 | Fiberglass Reinforced Plastic | Pressurized
9040032 | 4 | Flapper Valve | 1995-01-01 |  | 1995-01-01 |  | Currently in Use | Diesel | 10000 | Fiberglass | 1983-03-15 | Fiberglass Reinforced Plastic | Pressurized
9040032 | 5 |  | 2015-10-19 | no | 2015-10-19 | no | Currently in Use | Diesel | 12000 | Epoxy Double-Walled | 2015-10-19 | Double-Walled Fiberglass | Pressurized
9040032 | 6 |  | 2015-10-19 | no | 2015-10-19 | no | Currently in Use | Gas (Historical Use) | 7000 | Epoxy Double-Walled | 2015-10-19 | Double-Walled Fiberglass | Pressurized
9040032 | 7 |  | 2015-10-19 | no | 2015-10-19 | no | Currently in Use | Gas (Historical Use) | 5000 | Epoxy Double-Walled | 2015-10-19 | Double-Walled Fiberglass | Pressurized
9040032 | 8 |  | 2015-10-19 | no | 2015-10-19 | no | Currently in Use | Gas (Historical Use) | 15000 | Epoxy Double-Walled | 2015-10-19 | Double-Walled Fiberglass | Pressurized
9040033 | 1 | [5 empty] | Removed from Ground | Diesel | 2000 | Bare Steel | 1997-12-01 | Galvanized Steel | Suction (American)
9040034 | 1 | [5 empty] | Removed from Ground | Gas (Historical Use) | 1200 | Bare Steel | 1995-06-06 | Galvanized Steel | Suction (American)
9040034 | 2 | [5 empty] | Removed from Ground | Diesel | 2000 | Bare Steel | 1995-06-06 | Galvanized Steel | Suction (American)
9040035 | 1 | [5 empty] | Removed from Ground | Gas (Historical Use) | 2000 | Bare Steel | 1999-01-19 | Galvanized Steel | Suction (American)
9040035 | 2 | [5 empty] | Removed from Ground | Diesel | 3000 | Bare Steel | 1999-01-19 | Galvanized Steel | Suction (American)
9040036 | 1 | Flapper Valve | 1998-08-14 |  | 1998-08-14 |  | Currently in Use | Gas (Historical Use) | 4000 | Galvanic (STIP-3) | 1998-08-21 | Flex | Pressurized
9040036 | 2 | Flapper Valve | 1998-08-14 |  | 1998-08-14 |  | Currently in Use | Gas (Historical Use) | 4000 | Galvanic (STIP-3) | 1998-08-21 | Flex | Pressurized
9040036 | 3 | Flapper Valve | 2002-04-12 | no | 2002-04-12 | no | Currently in Use | Not Marked | 8000 | Galvanic (STIP-3) | 2002-04-12 | Flex | Pressurized
9040037 | 1 | [5 empty] | Removed from Ground | Gas (Historical Use) | 1000 | Bare Steel | 1998-12-22 | Galvanized Steel | Suction (American)
9040038 | 1 |  | 1998-08-18 |  | 1998-08-18 |  | Currently in Use | Gas (Historical Use) | 6000 | Steel-Impressed Current | 1998-08-21 | Cathodically Protected
9040038 | 2 |  | 1998-08-18 |  | 1998-08-18 |  | Currently in Use | Gas (Historical Use) | 6000 | Steel-Impressed Current | 1998-08-21 | Cathodically Protected | Suction (American)
9040038 | 3 |  | 1998-08-18 |  | 1998-08-18 |  | Currently in Use | Gas (Historical Use) | 6000 | Steel-Impressed Current | 1998-08-21 | Cathodically Protected | Suction (American)
9040039 | 1 | [5 empty] | Permanently Out of Use - historical purposes | Diesel | 2000 | Bare Steel |  | Galvanized Steel | Suction (American)
9040039 | 2 | [5 empty] | Permanently Out of Use - historical purposes | Diesel | 15000 | Bare Steel |  | Galvanized Steel | Suction (American)
9040040 | 1AST | [5 empty] | Currently in Use | Diesel | 10000 | Bare Steel |  | Galvanized Steel | Suction (American)
9040041 | 1 |  | 1998-09-01 |  | 1998-09-01 |  | Currently in Use | Gas (Historical Use) | 6000 | Steel-Impressed Current | 1998-09-01 | Double-Walled Flex | Pressurized
9040041 | 2 |  | 1998-09-01 | no | 1998-09-01 | no | Currently in Use | Gas (Historical Use) | 6000 | Steel-Impressed Current | 1998-12-16 | Double-Walled Flex | Pressurized
9040041 | 3 |  | 1998-09-01 |  | 1998-09-01 |  | Currently in Use | Gas (Historical Use) | 2000 | Steel-Impressed Current | 1998-09-01 | Double-Walled Flex | Pressurized
9040042 | 1 | Flapper Valve | 1993-04-01 |  | 1993-04-01 |  | Currently in Use | Gas (Historical Use) | 8000 | Cathodically Protected Steel | 1987-03-10 | Fiberglass Reinforced Plastic | Pressurized
9040042 | 2 | Flapper Valve | 1996-04-01 |  | 1996-04-01 |  | Currently in Use | Gas (Historical Use) | 6000 | Cathodically Protected Steel | 1987-03-10 | Fiberglass Reinforced Plastic | Pressurized
9040042 | 3 | Flapper Valve | 1993-04-01 |  | 1993-04-01 |  | Currently in Use | Gas (Historical Use) | 6000 | Cathodically Protected Steel | 1987-03-10 | Fiberglass Reinforced Plastic | Pressurized
9040043 | 1 | [5 empty] | Removed from Ground | Empty | 500 | Marked Unknown | 1995-08-11 | Galvanized Steel | Safe Suction (Euro)
9040043 | 2 | [5 empty] | Removed from Ground | Empty | 500 | Marked Unknown | 1995-08-11 | Galvanized Steel | Safe Suction (Euro)
9040043 | 3 | [5 empty] | Removed from Ground | Gas (Historical Use) | 1000 | Marked Unknown | 1995-08-11 | Galvanized Steel | Safe Suction (Euro)
9040044 | 1 |  |  | yes |  | yes | Removed from Ground | Used Oil | 550 | Marked Unknown | 1995-08-18 | Unknown
9040044 | 2 |  |  | yes |  | yes | Removed from Ground | Used Oil | 550 | Marked Unknown | 1995-08-18 | Unknown
9040045 | 1 |  |  | no |  | no | Removed from Ground | Diesel | 8000 | Unknown | 1999-02-04 | Unknown
9040045 | 2 | [5 empty] | Removed from Ground | Diesel | 5500 | Bare Steel | 1998-09-01 | Bare Steel | Suction (American)
9040049 | 1 | [5 empty] | Removed from Ground | Diesel | 10000 | Bare Steel | 1999-01-05 | Galvanized Steel | Safe Suction (Euro)
9040051 | 1 | [5 empty] | Removed from Ground | Gas (Historical Use) | 8000 | Not Marked/Unknown | 1998-11-05 | Not Marked
9040051 | 2 | [5 empty] | Removed from Ground | Gas (Historical Use) | 8000 | Not Marked/Unknown | 1998-11-05 | Not Marked
9040051 | 3 | [5 empty] | Removed from Ground | Gas (Historical Use) | 6000 | Not Marked/Unknown | 1998-11-05 | Not Marked
9040052 | 1 | [5 empty] | Removed from Ground | Gas (Historical Use) | 1000 | Marked Unknown | 1995-12-27 | Unknown
9040052 | 2 | [5 empty] | Removed from Ground | Gas (Historical Use) | 1000 | Marked Unknown | 1995-12-27 | Unknown
9040052 | 3 | [5 empty] | Removed from Ground | Gas (Historical Use) | 500 | Marked Unknown | 1995-12-27 | Unknown
9040052 | 4 | [5 empty] | Removed from Ground | Gas (Historical Use) | 500 | Marked Unknown | 1995-12-27 | Unknown
9040055 | 1 | [5 empty] | Permanently Out of Use - historical purposes | Gas (Historical Use) | 10000 | Bare Steel | 1996-01-25 | Galvanized Steel | Pressurized
9040056 | 1 | [5 empty] | Removed from Ground | Gas (Historical Use) | 1000 | Marked Unknown | 1987-01-01 | Unknown
9040056 | 2 | [5 empty] | Removed from Ground | Diesel | 1000 | Marked Unknown | 1987-01-01 | Unknown
9040057 | 1 | [5 empty] | Removed from Ground | Gas (Historical Use) | 6000 | Not Marked/Unknown |  | Not Marked
9040057 | 2 | [5 empty] | Removed from Ground | Gas (Historical Use) | 6000 | Not Marked/Unknown |  | Not Marked
9040057 | 3 | [5 empty] | Removed from Ground | Gas (Historical Use) | 6000 | Not Marked/Unknown |  | Not Marked
9040058 | 1 | [5 empty] | Removed from Ground | Diesel | 2000 | Not Marked/Unknown | 1984-01-01 | Not Marked
9040058 | 2 |  |  | no |  | no | Removed from Ground | Gas (Historical Use) | 1000 | Unknown | 1998-02-27
9040058 | 3 |  |  | no |  | no | Removed from Ground | Used Oil | 500 | Unknown | 1998-02-27
9040059 | 1 | [5 empty] | Removed from Ground | Gas (Historical Use) | 500 | Not Marked/Unknown | 1996-04-16 | Not Marked
9040059 | 2 | [5 empty] | Removed from Ground | Gas (Historical Use) | 500 | Not Marked/Unknown | 1996-04-16 | Not Marked
9040060 | 1 | Ball Float | 1996-01-01 |  | 1996-01-01 |  | Currently in Use | Gas (Historical Use) | 10000 | Composite | 1996-01-01 | Double-Walled Fiberglass | Pressurized
9040060 | 2 | Ball Float | 1996-01-01 |  | 1996-01-01 |  | Currently in Use | Gas (Historical Use) | 8000 | Composite | 1996-01-01 | Double-Walled Fiberglass | Pressurized
9040060 | 3 | Ball Float | 2008-07-30 | no | 2008-07-30 | no | Currently in Use | Diesel | 4000 | Composite Double Walled | 2008-07-30 | Double-Walled Fiberglass | Pressurized
9040061 | 1 | [5 empty] | Removed from Ground | Gas (Historical Use) | 10000 | Not Marked/Unknown | 1976-01-01 | Galvanized Steel | Suction (American)
9040062 | 1 | Flapper Valve | 1998-12-15 |  | 1998-12-15 |  | Currently in Use | Gas (Historical Use) | 5000 | Steel-Impressed Current | 1984-01-01 | Cathodically Protected | Safe Suction (Euro)
9040062 | 2 | Flapper Valve | 1998-12-15 | no | 1998-12-15 | no | Currently in Use | Gas (Historical Use) | 3000 | Steel-Impressed Current | 1984-01-01 | Cathodically Protected | Safe Suction (Euro)
9040063 | 1 | [5 empty] | Removed from Ground | Gas (Historical Use) | 0 | Not Marked/Unknown | 1998-03-01 | Not Marked
9040063 | 2 | [5 empty] | Removed from Ground | Gas (Historical Use) | 0 | Not Marked/Unknown | 1998-03-01 | Not Marked
9040063 | 3 | [5 empty] | Removed from Ground | Gas (Historical Use) | 0 | Not Marked/Unknown | 1998-03-01 | Not Marked
9040063 | 4 | [5 empty] | Removed from Ground | Gas (Historical Use) | 0 | Not Marked/Unknown | 1998-03-01 | Not Marked
9040063 | 5 | [5 empty] | Removed from Ground | Gas (Historical Use) | 0 | Not Marked/Unknown | 1998-03-01 | Not Marked
9040063 | 6 | [5 empty] | Removed from Ground | Gas (Historical Use) | 0 | Not Marked/Unknown | 1998-03-01 | Not Marked
9040064 | 1 | Flapper Valve | 1998-07-13 |  | 1998-07-13 |  | Removed from Ground | Gas (Historical Use) | 2000 | Composite | 1998-07-10 | Fiberglass Reinforced Plastic | Safe Suction (Euro)
9040065 | 1 | [5 empty] | Currently in Use | Gas (Historical Use) | 10000 | Not Marked/Unknown |  | Not Marked
9040065 | 2 | [5 empty] | Currently in Use | Gas (Historical Use) | 10000 | Not Marked/Unknown |  | Not Marked
9040065 | 3 | [5 empty] | Currently in Use | Gas (Historical Use) | 10000 | Not Marked/Unknown |  | Not Marked
9040065 | 4A | [5 empty] | Currently in Use | Diesel | 10000 | Not Marked/Unknown |  | Not Marked
9040065 | 4B | [5 empty] | Currently in Use | Diesel | 10000 | Not Marked/Unknown |  | Not Marked
9040066 | 1A | Ball Float | 1998-02-19 | no | 1998-02-19 | no | Currently in Use | Regular | 10000 | Fiberglass Double Walled | 2014-06-23 | Double-Walled Flex | Pressurized
9040066 | 1B | Ball Float | 1998-02-19 | no | 1998-02-19 | no | Currently in Use | Premium | 6000 | Fiberglass Double Walled | 2014-06-23 | Double-Walled Flex | Pressurized
9040067 | 1 | Overfill Alarm | 1997-06-20 | no | 1997-06-20 | no | Currently in Use | Regular | 10000 | Composite | 1997-06-20 | Double-Walled Fiberglass | Pressurized
9040067 | 2 | Overfill Alarm | 1997-06-20 | no | 1997-06-20 | no | Currently in Use | Diesel | 10000 | Composite | 1997-06-20 | Double-Walled Fiberglass | Pressurized
9040068 | 1A | Flapper Valve | 1999-04-01 |  | 1999-04-01 |  | Temporarily out of use | Gas (Historical Use) | 2000 | Composite | 1999-04-01 | Fiberglass Reinforced Plastic | Safe Suction (Euro)
9040068 | 1B | Flapper Valve | 1999-04-01 |  | 1999-04-01 |  | Temporarily out of use | Gas (Historical Use) | 1000 | Composite | 1999-04-01 | Fiberglass Reinforced Plastic | Safe Suction (Euro)
9040069 | 1 | Flapper Valve | 2002-01-15 |  | 2002-01-15 | yes | Currently in Use | Gas (Historical Use) | 12000 | Composite | 2002-01-15 | Fiberglass Reinforced Plastic | Pressurized
9040069 | 2A | Flapper Valve | 2002-01-15 |  | 2002-01-15 | yes | Currently in Use | Gas (Historical Use) | 8000 | Composite | 2002-01-15 | Fiberglass Reinforced Plastic | Pressurized
9040069 | 2B | Flapper Valve | 2002-01-15 |  | 2002-01-15 | yes | Currently in Use | Gas (Historical Use) | 4000 | Composite | 2002-01-15 | Fiberglass Reinforced Plastic | Pressurized
9041001 | 1 | [5 empty] | Closed in Ground | Diesel | 10000 | Bare Steel | 1981-05-08 | Bare Steel | Pressurized
9041001 | EG-1 |  | 1998-09-04 |  | 1998-09-04 |  | Removed from Ground | Gas (Historical Use) | 560 | Cathodically Protected Steel | 1998-09-04 | Double Walled | Suction (American)
9041002 | 1 | Ball Float | 1985-05-06 |  | 1998-08-05 |  | Currently in Use | Diesel | 10000 | Fiberglass | 1985-05-06 | Fiberglass Reinforced Plastic | Pressurized
9041002 | 2 | Ball Float | 1985-05-06 |  | 1998-08-05 |  | Currently in Use | Gas (Historical Use) | 10000 | Fiberglass | 1985-05-06 | Fiberglass Reinforced Plastic | Pressurized
9041002 | 3 | Ball Float | 1985-05-06 |  | 1998-08-05 |  | Currently in Use | Gas (Historical Use) | 10000 | Fiberglass | 1985-05-06 | Fiberglass Reinforced Plastic | Pressurized
9041002 | 4 | Ball Float | 1985-05-06 |  | 1998-08-05 |  | Currently in Use | Gas (Historical Use) | 12000 | Fiberglass | 1985-05-06 | Fiberglass Reinforced Plastic | Pressurized
9041003 | 1 | Ball Float | 1991-08-01 |  | 1991-08-01 |  | Currently in Use | Gas (Historical Use) | 10000 | Composite | 1991-08-01 | Double-Walled Flex | Pressurized
9041003 | 2 | Ball Float | 1991-08-01 |  | 1991-08-01 |  | Currently in Use | Gas (Historical Use) | 10000 | Composite | 1991-08-01 | Double-Walled Flex | Pressurized
9041003 | 3 | Ball Float | 1991-08-01 |  | 1991-08-01 |  | Currently in Use | Gas (Historical Use) | 10000 | Composite | 1991-08-01 | Double-Walled Flex | Pressurized
9041003 | 4 | Ball Float | 1991-08-01 |  | 1991-08-01 |  | Currently in Use | Diesel | 2000 | Composite | 1991-08-01 | Double-Walled Flex | Pressurized
9041006 | 1 | Ball Float | 1988-01-01 |  | 1988-01-01 |  | Currently in Use | Gas (Historical Use) | 10000 | Steel-Impressed Current | 1988-01-01 | Fiberglass Reinforced Plastic | Pressurized
9041006 | 2 | Ball Float | 1988-01-01 |  | 1988-01-01 |  | Currently in Use | Gas (Historical Use) | 10000 | Steel-Impressed Current | 1988-01-01 | Fiberglass Reinforced Plastic | Pressurized
9041006 | 3 | Ball Float | 1988-01-01 |  | 1988-01-01 |  | Currently in Use | Gas (Historical Use) | 10000 | Steel-Impressed Current | 1988-01-01 | Fiberglass Reinforced Plastic | Pressurized
9041006 | 4 | Ball Float | 1988-01-01 |  | 1988-01-01 |  | Currently in Use | Diesel | 12000 | Steel-Impressed Current | 1988-01-01 | Fiberglass Reinforced Plastic | Pressurized
9041006 | 5 | Ball Float | 1988-01-01 |  | 1988-01-01 |  | Currently in Use | Diesel | 4000 | Steel-Impressed Current | 1988-01-01 | Fiberglass Reinforced Plastic | Pressurized
9041007 | 1 | Flapper Valve | 1998-06-01 |  | 1998-06-01 |  | Currently in Use | Gas (Historical Use) | 2000 | Steel-Impressed Current | 1986-01-01 | Cathodically Protected | Safe Suction (Euro)
9041007 | 2 | Flapper Valve | 1998-06-01 |  | 1998-06-01 |  | Currently in Use | Diesel | 4000 | Steel-Impressed Current | 1981-01-01 | Cathodically Protected | Safe Suction (Euro)
9041007 | 3 | Flapper Valve | 1998-06-01 |  | 1998-06-01 |  | Currently in Use | Gas (Historical Use) | 4000 | Steel-Impressed Current | 1981-01-01 | Cathodically Protected | Safe Suction (Euro)
9041007 | 4 | Flapper Valve | 1998-06-01 |  | 1998-06-01 |  | Temporarily out of use | Kerosene | 1000 | Steel-Impressed Current | 1985-01-01 | Cathodically Protected | Safe Suction (Euro)
9041009 | 1 | [5 empty] | Removed from Ground | Gas (Historical Use) | 0 | Not Marked/Unknown | 1993-03-23 | Not Marked
9041010 | 1 |  | 1998-12-01 | no | 1998-12-01 | no | Currently in Use | Gas (Historical Use) | 4000 | Steel-Impressed Current | 1980-08-08 | Fiberglass Reinforced Plastic | Safe Suction (Euro)
9041010 | 2 | [5 empty] | Removed from Ground | Gas (Historical Use) | 2000 | Bare Steel | 1980-08-08 | Galvanized Steel | Safe Suction (Euro)
9041010 | 3 |  | 1998-12-01 | no | 1998-12-01 | no | Currently in Use | Gas (Historical Use) | 2000 |  | 1996-04-01 | Fiberglass Reinforced Plastic | Safe Suction (Euro)
9041011 | 1 | [5 empty] | Removed from Ground | Gas (Historical Use) | 1000 | Not Marked/Unknown | 1995-05-08 | Unknown
9041011 | 2 | [5 empty] | Removed from Ground | Diesel | 500 | Not Marked/Unknown | 1995-05-08 | Unknown
9041011 | 3 | [5 empty] | Removed from Ground | Diesel | 500 | Not Marked/Unknown | 1995-05-08 | Unknown
9041012 | 1 |  | 1993-06-01 |  | 1993-06-01 |  | Currently in Use | Gas (Historical Use) | 10000 | Cathodically Protected Steel | 1993-06-01 | Fiberglass Reinforced Plastic | Pressurized
9041012 | 2 |  | 1993-06-01 |  | 1993-06-01 |  | Currently in Use | Diesel | 8000 | Cathodically Protected Steel | 1993-06-01 | Fiberglass Reinforced Plastic | Pressurized
9041012 | 3 |  | 1993-06-01 |  | 1993-06-01 |  | Currently in Use | Gas (Historical Use) | 6000 | Cathodically Protected Steel | 1993-06-01 | Fiberglass Reinforced Plastic | Pressurized
9041012 | 4 |  | 1993-06-01 |  | 1993-06-01 |  | Currently in Use | Gas (Historical Use) | 6000 | Cathodically Protected Steel | 1993-06-01 | Fiberglass Reinforced Plastic | Pressurized
9041013 | 1 | Ball Float | 1991-09-17 |  | 1991-09-17 |  | Currently in Use | Gas (Historical Use) | 10000 | Steel-Impressed Current | 1991-09-17 | Fiberglass Reinforced Plastic | Pressurized
9041013 | 2 | Ball Float | 1991-09-17 |  | 1991-09-17 |  | Currently in Use | Gas (Historical Use) | 6000 | Steel-Impressed Current | 1991-09-17 | Fiberglass Reinforced Plastic | Pressurized
9041013 | 3A | Ball Float | 2007-01-27 | no | 2007-01-27 | no | Currently in Use | Gas (Historical Use) | 4000 | Epoxy Double-Walled | 2007-01-27 | Double-Walled Fiberglass | Pressurized
9041013 | 3B | Ball Float | 2007-01-27 | no | 2007-01-27 | no | Currently in Use | Diesel | 4000 | Epoxy Double-Walled | 2007-01-27 | Double-Walled Fiberglass | Pressurized
9041013 | 3C | Ball Float | 2007-01-27 | no | 2007-01-27 | no | Currently in Use | Diesel | 4000 | Epoxy Double-Walled | 2007-01-27 | Double-Walled Fiberglass | Pressurized
9041014 | 1 | Flapper Valve | 1990-07-02 |  | 1990-07-02 | yes | Currently in Use | Gas (Historical Use) | 8000 | Galvanic (STIP-3) | 1990-07-02 | Fiberglass Reinforced Plastic | Pressurized
9041014 | 2 | Flapper Valve | 1990-07-02 |  | 1990-07-02 | yes | Currently in Use | Gas (Historical Use) | 6000 | Galvanic (STIP-3) | 1990-07-02 | Fiberglass Reinforced Plastic | Pressurized
9041014 | 3 | Flapper Valve | 1990-07-02 |  | 1990-07-02 | yes | Currently in Use | Gas (Historical Use) | 6000 | Galvanic (STIP-3) | 1990-07-02 | Fiberglass Reinforced Plastic | Pressurized
9041015 | 1 |  | 1995-08-15 |  | 1995-08-15 |  | Currently in Use | Gas (Historical Use) | 10000 | Cathodically Protected Steel | 1995-08-15 | Fiberglass Reinforced Plastic | Pressurized
9041015 | 2 |  | 1995-08-15 |  | 1995-08-15 |  | Currently in Use | Gas (Historical Use) | 8000 | Cathodically Protected Steel | 1995-08-15 | Fiberglass Reinforced Plastic | Pressurized
9041015 | 3 |  | 1995-08-01 | no | 1995-08-01 | no | Removed from Ground | Diesel | 10000 | Cathodically Protected Steel | 1995-08-01 | Not Marked | Pressurized
9041015 | 4 |  | 1995-08-01 | no | 1995-08-01 | no | Removed from Ground | Diesel | 10000 | Composite Double Walled | 1995-08-01 | Not Marked | Pressurized
9041016 | 1 | Ball Float | 1987-06-15 |  | 1987-06-15 |  | Currently in Use | Diesel | 6000 | Composite | 1987-06-15 | Fiberglass Reinforced Plastic | Pressurized
9041016 | 2 | Ball Float | 1987-06-15 |  | 1987-06-15 |  | Currently in Use | Diesel | 6000 | Composite | 1987-06-15 | Fiberglass Reinforced Plastic | Pressurized
9041016 | 3 | Ball Float | 1987-06-15 |  | 1987-06-15 |  | Currently in Use | Gas (Historical Use) | 6000 | Composite | 1987-06-15 | Fiberglass Reinforced Plastic | Pressurized
9041016 | 4 | Flapper Valve | 2002-10-15 | no | 2002-10-15 | no | Currently in Use | Gas (Historical Use) | 10000 | Composite | 2002-10-15 | Fiberglass Reinforced Plastic | Pressurized
9041017 | 1 | Ball Float | 1990-10-25 |  | 1990-10-25 |  | Currently in Use | Gas (Historical Use) | 8000 | Galvanic (STIP-3) | 2001-07-30 | Fiberglass Reinforced Plastic | Pressurized
9041017 | 2 | Ball Float | 1990-10-25 |  | 1990-10-25 |  | Currently in Use | Gas (Historical Use) | 6000 | Galvanic (STIP-3) | 2001-07-30 | Fiberglass Reinforced Plastic | Pressurized
9041017 | 3 | Ball Float | 1990-10-25 |  | 1990-10-25 |  | Currently in Use | Gas (Historical Use) | 6000 | Galvanic (STIP-3) | 2001-07-30 | Fiberglass Reinforced Plastic | Pressurized
9041018 | 1 | [5 empty] | Removed from Ground | Gas (Historical Use) | 2000 | Bare Steel | 1999-12-21 | Galvanized Steel | Safe Suction (Euro)
9041019 | 1 | Ball Float | 1995-06-24 |  | 1995-06-24 |  | Currently in Use | Gas (Historical Use) | 12000 | Galvanic (STIP-3) | 1995-06-24 | Fiberglass Reinforced Plastic | Pressurized
9041019 | 2 | Ball Float | 1995-06-24 |  | 1995-06-24 |  | Currently in Use | Gas (Historical Use) | 6000 | Galvanic (STIP-3) | 1995-06-24 | Fiberglass Reinforced Plastic | Pressurized
9041019 | 3 | Ball Float | 1995-06-24 |  | 1995-06-24 |  | Currently in Use | Diesel | 6000 | Galvanic (STIP-3) | 1995-06-24 | Fiberglass Reinforced Plastic | Pressurized
9041020 | 1 | Flapper Valve | 1999-03-27 |  | 1999-03-27 |  | Temporarily out of use | Gas (Historical Use) | 2000 | Steel-Impressed Current | 1999-03-27 | Cathodically Protected | Safe Suction (Euro)
9041020 | 2 |  | 1999-03-27 |  | 1999-03-27 |  | Temporarily out of use | Gas (Historical Use) | 2000 | Steel-Impressed Current | 1999-03-27 | Cathodically Protected | Safe Suction (Euro)
9041020 | 3 | Flapper Valve | 1999-03-27 |  | 1999-03-27 |  | Temporarily out of use | Diesel | 1000 | Steel-Impressed Current | 1999-03-27 | Cathodically Protected | Safe Suction (Euro)
9041021 | 1 | [5 empty] | Removed from Ground | Diesel | 2000 | Marked Unknown | 1996-01-29 | Unknown
9041021 | 2 | [5 empty] | Removed from Ground | Diesel | 2000 | Marked Unknown | 1996-01-29 | Unknown
9041022 | 1 | Ball Float | 1995-11-10 |  | 1995-11-10 |  | Currently in Use | Gas (Historical Use) | 12000 | Composite | 1995-11-10 | Double-Walled Flex | Pressurized
9041022 | 2 | Ball Float | 1995-11-10 |  | 1995-11-10 |  | Currently in Use | Gas (Historical Use) | 8000 | Composite | 1995-11-10 | Double-Walled Flex | Pressurized
9041022 | 3 | Flapper Valve | 1995-11-10 |  | 1995-11-10 |  | Currently in Use | Gas (Historical Use) | 2000 | Composite | 1995-11-10 | Double-Walled Flex | Safe Suction (Euro)
9041023 | 1 | [5 empty] | Removed from Ground | Gas (Historical Use) | 6000 | Not Marked/Unknown | 1998-06-03 | Not Marked
9041023 | 2 | [5 empty] | Removed from Ground | Gas (Historical Use) | 4000 | Not Marked/Unknown | 1998-06-03 | Not Marked
9041023 | 3 | [5 empty] | Removed from Ground | Gas (Historical Use) | 2000 | Not Marked/Unknown | 1998-06-03 | Not Marked
9041023 | 4 |  |  | yes |  | yes | Currently in Use | Used Oil | 1000 | Not Marked/Unknown |  | Not Marked
9041024 | 1 | [5 empty] | Removed from Ground | Gas (Historical Use) | 2000 | Not Marked/Unknown | 1989-09-15 | Not Marked
9041024 | 2 | Flapper Valve | 1998-07-01 |  | 1998-07-01 |  | Currently in Use | Diesel | 2000 | Galvanic (STIP-3) | 1998-07-01 | Fiberglass Reinforced Plastic | Safe Suction (Euro)
9041026 | 1 | Ball Float | 1996-04-29 |  | 1996-04-29 |  | Currently in Use | Diesel | 20000 | Composite | 1996-04-29 | Fiberglass Reinforced Plastic | Pressurized
9041026 | 2 | Ball Float | 1996-04-29 |  | 1996-04-29 |  | Currently in Use | Gas (Historical Use) | 10086 | Composite | 1996-04-29 | Fiberglass Reinforced Plastic | Pressurized
9041026 | 3 | Ball Float | 1996-04-29 |  | 1996-04-29 |  | Currently in Use | Gas (Historical Use) | 10086 | Composite | 1996-04-29 | Fiberglass Reinforced Plastic | Pressurized
9041026 | 4 | Ball Float | 1996-04-29 |  | 1996-04-29 |  | Currently in Use | Diesel | 20000 | Composite | 1996-04-29 | Fiberglass Reinforced Plastic | Pressurized
9041026 | 5 | Flapper Valve | 1996-04-29 |  | 1996-04-29 |  | Currently in Use | Gas (Historical Use) | 2000 | Composite | 1996-04-29 | Fiberglass Reinforced Plastic | Safe Suction (Euro)
9041027 | 1 | Ball Float | 1996-10-31 |  | 1996-10-31 |  | Currently in Use | Gas (Historical Use) | 20000 | Composite | 1996-10-31 | Secondary Containment | Pressurized
9041027 | 2 | Ball Float | 1996-10-31 |  | 1996-10-31 |  | Currently in Use | Gas (Historical Use) | 10000 | Composite | 1996-10-31 | Secondary Containment | Pressurized
9041027 | 3 | Ball Float | 1996-10-31 |  | 1996-10-31 |  | Currently in Use | Gas (Historical Use) | 10000 | Composite | 1996-10-31 | Secondary Containment | Pressurized
9041027 | 4 | Ball Float | 1996-10-31 |  | 1996-10-31 |  | Currently in Use | Diesel | 4000 | Composite | 1996-10-31 | Secondary Containment | Pressurized
9041027 | 5 | Ball Float | 1996-10-31 |  | 1996-10-31 |  | Currently in Use | Biodiesel | 2000 | Composite | 1996-10-31 | Secondary Containment | Pressurized
9041028 | 1 | Ball Float | 1997-01-01 |  | 1997-01-01 |  | Currently in Use | Gas (Historical Use) | 15000 | Epoxy | 1997-01-01 | Fiberglass Reinforced Plastic | Pressurized
9041028 | 2 | Ball Float | 1997-01-01 |  | 1997-01-01 |  | Currently in Use | Gas (Historical Use) | 8000 | Epoxy | 1997-01-01 | Fiberglass Reinforced Plastic | Pressurized
9041028 | 4 | Ball Float | 1997-01-01 |  | 1997-01-01 |  | Currently in Use | Diesel | 2000 | Epoxy | 1997-01-01 | Fiberglass Reinforced Plastic | Pressurized
9041028 | B | Ball Float | 1997-01-01 |  | 1997-01-01 |  | Currently in Use | Diesel | 3000 | Epoxy | 1997-01-01 | Fiberglass Reinforced Plastic | Pressurized
9041029 | 1 | Flapper Valve | 1997-05-20 |  | 1997-05-20 |  | Currently in Use | Gas (Historical Use) | 8000 | Galvanic (STIP-3) | 1997-05-14 | Flex | Pressurized
9041029 | 2 | Flapper Valve | 1997-05-20 |  | 1997-05-20 |  | Currently in Use | Gas (Historical Use) | 8000 | Galvanic (STIP-3) | 1997-05-14 | Flex | Pressurized
9041029 | 3A | Flapper Valve | 1997-05-20 |  | 1997-05-20 |  | Currently in Use | Diesel | 4000 | Galvanic (STIP-3) | 1997-05-14 | Flex | Pressurized
9041029 | 3B | Flapper Valve | 1997-05-20 |  | 1997-05-20 |  | Currently in Use | Diesel | 2000 | Galvanic (STIP-3) | 1997-05-14 | Flex | Pressurized
9041030 | 1 | [5 empty] | Removed from Ground | Gas (Historical Use) | 0 | Not Marked/Unknown | 1998-06-01 | Not Marked
9041031 | 1 | Flapper Valve | 1995-01-01 | no | 1995-01-01 | no | Currently in Use | Gas (Historical Use) | 10000 | Steel-Impressed Current | 1985-10-01 | Fiberglass Reinforced Plastic | Safe Suction (Euro)
9041031 | 2 | Flapper Valve | 1995-01-01 | no | 1995-01-01 | no | Currently in Use | Diesel | 10000 | Steel-Impressed Current | 1985-10-01 | Fiberglass Reinforced Plastic | Safe Suction (Euro)
9041032 | 1 |  | 1998-11-01 |  | 1998-11-01 |  | Removed from Ground | Diesel | 2000 | Cathodically Protected Steel | 1998-11-01 | Fiberglass Reinforced Plastic | Suction (American)
9041032 | 2 |  | 1998-11-01 |  | 1998-11-01 |  | Removed from Ground | Gas (Historical Use) | 2000 | Cathodically Protected Steel | 1998-11-01 | Fiberglass Reinforced Plastic | Suction (American)
9041034 | 1 | [5 empty] | Removed from Ground | Empty | 0 | Not Marked/Unknown | 2001-07-03 | Not Marked
9041034 | 2 | [5 empty] | Removed from Ground | Empty | 0 | Not Marked/Unknown | 2001-07-03 | Not Marked
9042001 | 1 | [5 empty] | Removed from Ground | Diesel | 2000 | Bare Steel | 1973-01-01 | Unknown | Suction (American)
9042001 | 2 | [5 empty] | Removed from Ground | Gas (Historical Use) | 2000 | Bare Steel | 1983-01-01 | Unknown | Suction (American)
9042001 | 3 | [5 empty] | Removed from Ground | Gas (Historical Use) | 4000 | Bare Steel | 1983-01-01 | Unknown
9042001 | 4 | [5 empty] | Removed from Ground | Gas (Historical Use) | 6000 | Bare Steel | 1973-01-01 | Unknown | Suction (American)
9042001 | 5 | [5 empty] | Removed from Ground | Gas (Historical Use) | 6000 | Bare Steel | 1973-01-01 | Unknown | Suction (American)
9042002 | 1 | [5 empty] | Removed from Ground | Gas (Historical Use) | 560 | Bare Steel | 1966-01-01 | Bare Steel
9042002 | 2 | [5 empty] | Removed from Ground | Gas (Historical Use) | 560 | Bare Steel | 1966-01-01 | Bare Steel
9042003 | 1 | [5 empty] | Removed from Ground | Gas (Historical Use) | 6000 | Cathodically Protected Steel | 1988-01-01 | Cathodically Protected | Suction (American)
9042003 | 2 | [5 empty] | Removed from Ground | Gas (Historical Use) | 6000 | Cathodically Protected Steel | 1988-01-01 | Cathodically Protected | Suction (American)
9042004 | 1 | [5 empty] | Removed from Ground | Diesel | 560 | Bare Steel | 1957-07-01 | Galvanized Steel | Safe Suction (Euro)
9042004 | 2 | [5 empty] | Removed from Ground | Diesel | 2000 | Bare Steel | 1978-11-05 | Galvanized Steel | Safe Suction (Euro)
9042004 | 3 |  | 1991-10-29 |  | 1991-10-29 |  | Removed from Ground | Gas (Historical Use) | 1000 | Galvanic (STIP-3) | 1991-10-29 | Cathodically Protected | Safe Suction (Euro)
9042004 | 4 |  | 1991-10-29 |  | 1991-10-29 |  | Removed from Ground | Diesel | 1000 | Galvanic (STIP-3) | 1991-10-29 | Cathodically Protected | Safe Suction (Euro)
9042004 | 5 | Flapper Valve | 2007-01-25 | no | 2007-01-25 | no | Temporarily out of use | Gas (Historical Use) | 2500 | Fiberglass Double Walled | 2007-01-20 | Double-Walled Fiberglass | Safe Suction (Euro)
9042004 | 6 | Flapper Valve | 2007-01-25 | no | 2007-01-25 | no | Temporarily out of use | Diesel | 2500 | Fiberglass Double Walled | 2007-01-20 | Double-Walled Fiberglass | Safe Suction (Euro)
9042005 | 1 | [5 empty] | Removed from Ground | Gas (Historical Use) | 2000 | Bare Steel | 1970-01-01 | Galvanized Steel | Suction (American)
9042005 | 2 | [5 empty] | Removed from Ground | Gas (Historical Use) | 2000 | Bare Steel | 1970-01-01 | Galvanized Steel | Suction (American)
9042005 | 3 | [5 empty] | Removed from Ground | Gas (Historical Use) | 2000 | Bare Steel | 1970-01-01 | Galvanized Steel | Suction (American)
9042005 | 4 | [5 empty] | Removed from Ground | Diesel | 2000 | Bare Steel | 1970-01-01 | Galvanized Steel | Suction (American)
9042005 | 5 | [5 empty] | Removed from Ground | Kerosene | 1000 | Bare Steel | 1970-01-01 | Galvanized Steel | Suction (American)
9042006 | 1 | Ball Float | 1998-09-01 |  | 1998-09-01 |  | Currently in Use | Gas (Historical Use) | 10000 | Steel-Impressed Current | 1984-01-01 | Cathodically Protected | Pressurized
9042006 | 2 | Ball Float | 1998-09-01 |  | 1998-09-01 |  | Temporarily out of use | Gas (Historical Use) | 6000 | Steel-Impressed Current | 1984-01-01 | Cathodically Protected | Pressurized
9042006 | 3 | Ball Float | 1998-09-01 |  | 1998-09-01 |  | Currently in Use | Gas (Historical Use) | 10000 | Steel-Impressed Current | 1984-01-01 | Cathodically Protected | Pressurized
9042006 | 4 | Ball Float | 1998-09-01 |  | 1998-09-01 |  | Currently in Use | Diesel | 10000 | Steel-Impressed Current | 1984-01-01 | Cathodically Protected | Pressurized
9042006 | 5 | Flapper Valve | 1998-09-01 | no | 1998-09-01 | no | Currently in Use | Diesel | 4000 | Steel-Impressed Current | 1984-01-01 | Cathodically Protected | Pressurized
9042008 | 1 | [5 empty] | Removed from Ground | Gas (Historical Use) | 3008 | Bare Steel | 1978-06-01 | Bare Steel | Suction (American)
9042008 | 2 | [5 empty] | Removed from Ground | Gas (Historical Use) | 1020 | Bare Steel | 1978-06-01 | Bare Steel | Suction (American)
9042008 | 3 | [5 empty] | Removed from Ground | Gas (Historical Use) | 1020 | Bare Steel | 1978-06-01 | Bare Steel | Suction (American)
9042008 | 4 | [5 empty] | Removed from Ground | Diesel | 552 | Bare Steel | 1978-06-01 | Bare Steel | Suction (American)
9042008 | 5 | [5 empty] | Removed from Ground | Kerosene | 552 | Bare Steel | 1978-06-01 | Bare Steel | Suction (American)
9042009 | 1 | [5 empty] | Removed from Ground | Empty | 10000 | Bare Steel | 1999-08-24 | Galvanized Steel | Pressurized
9042009 | 2 | [5 empty] | Removed from Ground | Empty | 10000 | Fiberglass | 1999-08-24 | Galvanized Steel | Safe Suction (Euro)
9042010 | 1 | [5 empty] | Removed from Ground | Empty | 10000 | Fiberglass | 1999-08-23 | Galvanized Steel | Suction (American)
9042011 | 1 |  | 1990-03-01 |  | 1990-03-01 |  | Removed from Ground | Diesel | 3000 | Cathodically Protected Steel | 1990-03-16 | Cathodically Protected | Safe Suction (Euro)
9042012 | 1 | Flapper Valve | 1996-10-01 |  | 1996-10-01 |  | Currently in Use | Gas (Historical Use) | 6000 | Fiberglass | 1985-08-01 | Fiberglass Reinforced Plastic | Pressurized
9042012 | 2 | Flapper Valve | 1996-10-01 |  | 1996-10-01 |  | Currently in Use | Gas (Historical Use) | 6000 | Fiberglass | 1985-08-01 | Fiberglass Reinforced Plastic | Pressurized
9042012 | 3 | Flapper Valve | 1996-10-01 |  | 1996-10-01 |  | Currently in Use | Gas (Historical Use) | 6000 | Fiberglass | 1985-08-01 | Fiberglass Reinforced Plastic | Pressurized
9042012 | 4 | Flapper Valve | 1996-10-01 |  | 1996-10-01 |  | Currently in Use | Diesel | 4000 | Fiberglass | 1985-08-01 | Fiberglass Reinforced Plastic | Pressurized
9042012 | 5 | Flapper Valve | 1996-10-01 |  | 1996-10-01 |  | Currently in Use | Diesel | 2000 | Fiberglass | 1985-08-01 | Fiberglass Reinforced Plastic | Pressurized
9042016 | 1 | Ball Float | 1998-05-01 |  | 1998-05-01 |  | Currently in Use | Gas (Historical Use) | 2000 | Steel-Impressed Current | 1979-01-01 | Fiberglass Reinforced Plastic | Pressurized
9042016 | 2 | Ball Float | 1998-05-01 |  | 1998-05-01 |  | Currently in Use | Gas (Historical Use) | 2000 | Steel-Impressed Current | 1979-01-01 | Fiberglass Reinforced Plastic | Pressurized
9042016 | 3 | Ball Float | 1998-05-01 |  | 1998-05-01 |  | Currently in Use | Diesel | 2000 | Steel-Impressed Current | 1979-01-01 | Fiberglass Reinforced Plastic | Safe Suction (Euro)
9042016 | 4 | Flapper Valve | 1998-05-01 |  | 1998-05-01 |  | Currently in Use | Kerosene | 1000 | Steel-Impressed Current | 1979-01-01 | Fiberglass Reinforced Plastic | Safe Suction (Euro)
9042016 | 5 | Flapper Valve | 1998-05-01 |  | 1998-05-01 |  | Currently in Use | Diesel | 8000 | Steel-Impressed Current | 1998-05-01 | Fiberglass Reinforced Plastic | Pressurized
9042018 | 1 |  | 1998-09-21 |  | 1998-09-21 |  | Removed from Ground | Gas (Historical Use) | 3000 | Steel-Impressed Current | 1995-08-30 | Cathodically Protected | Suction (American)
9042018 | 2 |  | 1998-09-21 |  | 1998-09-21 |  | Removed from Ground | Gas (Historical Use) | 3000 | Steel-Impressed Current | 1995-08-30 | Cathodically Protected | Suction (American)
9042018 | 3 |  | 1998-09-21 |  | 1998-09-21 |  | Removed from Ground | Gas (Historical Use) | 1000 | Steel-Impressed Current | 1995-08-30 | Cathodically Protected | Suction (American)
9042019 | 1 | [5 empty] | Removed from Ground | Gas (Historical Use) | 0 | Not Marked/Unknown | 1977-08-12 | Galvanized Steel | Suction (American)
9042019 | 2 | [5 empty] | Removed from Ground | Empty | 0 | Not Marked/Unknown | 1977-08-12 | Not Marked
9042019 | 3 | [5 empty] | Removed from Ground | Empty | 0 | Not Marked/Unknown | 1977-08-12 | Not Marked
9042020 | 1 | [5 empty] | Removed from Ground | Diesel | 1000 | Not Marked/Unknown | 1998-12-15 | Not Marked
9042020 | 2 | [5 empty] | Removed from Ground | Diesel | 1000 | Not Marked/Unknown | 1998-12-15 | Not Marked
9042020 | 3 | [5 empty] | Removed from Ground | Gas (Historical Use) | 1000 | Not Marked/Unknown | 1998-12-01 | Not Marked
9042023 | 1 | [5 empty] | Removed from Ground | Diesel | 1000 | Not Marked/Unknown | 1996-10-17 | Not Marked
9042023 | 2 | [5 empty] | Removed from Ground | Diesel | 1000 | Not Marked/Unknown | 1996-10-21 | Not Marked
9042024 | 6301 | Ball Float | 1996-10-01 | no | 1996-10-01 | no | Currently in Use | Gas (Historical Use) | 15000 | Composite | 1996-10-01 | Fiberglass Reinforced Plastic | Pressurized
9042024 | 6303 | Ball Float | 1996-10-01 | no | 1996-10-01 | no | Currently in Use | Gas (Historical Use) | 12000 | Composite | 1996-10-01 | Fiberglass Reinforced Plastic | Pressurized
9042025 | 1 | Flapper Valve | 1998-01-01 |  | 1998-01-01 |  | Currently in Use | Diesel | 12000 | Fiberglass Double Walled | 1998-01-01 | Double-Walled Fiberglass | Pressurized
9042026 | 1 | [5 empty] | Removed from Ground | Diesel | 8000 | Not Marked/Unknown | 1998-11-12 | Not Marked
9042026 | 2 | [5 empty] | Removed from Ground | Gas (Historical Use) | 6000 | Not Marked/Unknown | 1998-11-12 | Not Marked
9042026 | 3 | [5 empty] | Removed from Ground | Gas (Historical Use) | 600 | Not Marked/Unknown | 1998-11-12 | Not Marked
9042027 | 1 |  | 1990-10-01 |  | 1990-10-01 |  | Removed from Ground | Empty | 0 | Galvanic (STIP-3) | 1990-10-01 | Cathodically Protected | Pressurized
9042027 | 2 |  | 1990-10-01 |  | 1990-10-01 |  | Removed from Ground | Empty | 0 | Galvanic (STIP-3) | 1990-10-01 | Cathodically Protected | Pressurized
9042027 | 3 |  | 1990-10-01 |  | 1990-10-01 |  | Removed from Ground | Empty | 0 | Galvanic (STIP-3) | 1990-10-01 | Cathodically Protected | Pressurized
9042027 | 4 |  | 1990-10-01 |  | 1990-10-01 |  | Removed from Ground | Empty | 0 | Galvanic (STIP-3) | 1990-10-01 | Cathodically Protected | Pressurized
9042027 | 5 |  | 1990-10-01 |  | 1990-10-01 |  | Removed from Ground | Empty | 0 | Galvanic (STIP-3) | 1990-10-01 | Cathodically Protected | Pressurized
9043001 | 1 |  |  | no |  | no | Removed from Ground | Gas (Historical Use) | 0 | Unknown | 1999-03-01
9043001 | 2 | [5 empty] | Removed from Ground | Gas (Historical Use) | 0 | Not Marked/Unknown | 1999-03-01 | Not Marked
9043001 | 3 |  |  | no |  | no | Removed from Ground | Gas (Historical Use) | 0 | Unknown | 1999-03-01
9043001 | 4 |  |  | no |  | no | Removed from Ground | Gas (Historical Use) | 0 | Unknown | 1999-03-01
9043002 | 1 | [5 empty] | Removed from Ground | Diesel | 30000 | Bare Steel | 1975-12-01 | Bare Steel | Pressurized
9043002 | 2 | [5 empty] | Removed from Ground | Diesel | 30000 | Bare Steel | 1975-12-01 | Bare Steel | Pressurized
9043002 | 3 | [5 empty] | Removed from Ground | Gas (Historical Use) | 30000 | Bare Steel | 1975-12-01 | Bare Steel | Pressurized
9043002 | 4 | [5 empty] | Removed from Ground | Gas (Historical Use) | 30000 | Bare Steel | 1975-12-01 | Bare Steel | Pressurized
9043002 | 5 | [5 empty] | Removed from Ground | Other | 30000 | Bare Steel | 1975-12-01 | Bare Steel | Pressurized
9043002 | 6 | [5 empty] | Removed from Ground | Gas (Historical Use) | 30000 | Bare Steel | 1975-12-01 | Bare Steel | Pressurized
9043002 | 7 | [5 empty] | Removed from Ground | Gas (Historical Use) | 30000 | Bare Steel | 1975-12-01 | Bare Steel | Pressurized
9043002 | 8 | [5 empty] | Removed from Ground | Kerosene | 12000 | Bare Steel | 1975-12-01 | Bare Steel | Pressurized
9043003 | 1 | [5 empty] | Removed from Ground | Kerosene | 1000 | Not Marked/Unknown | 1992-04-06 | Not Marked
9043003 | 2 | [5 empty] | Removed from Ground | Gas (Historical Use) | 1000 | Not Marked/Unknown | 1992-04-06 | Not Marked
9043003 | 3 | [5 empty] | Removed from Ground | Gas (Historical Use) | 1000 | Not Marked/Unknown | 1992-04-06 | Not Marked
9043004 | 1 | [5 empty] | Removed from Ground | Empty | 8000 | Cathodically Protected Steel | 1995-03-01 | Galvanized Steel
9043004 | 2 | [5 empty] | Removed from Ground | Empty | 6000 | Cathodically Protected Steel | 1995-03-01 | Galvanized Steel
9043004 | 3 | [5 empty] | Removed from Ground | Gas (Historical Use) | 6000 | Cathodically Protected Steel | 1995-02-27 | Galvanized Steel
9043005 | UL555200 | Ball Float | 1989-07-12 | no | 1989-07-12 | no | Currently in Use | Diesel | 10000 | Fiberglass Double Walled | 1989-07-12 | Fiberglass Reinforced Plastic | Pressurized
9043005 | UL555201 |  | 1989-07-12 |  | 1989-07-12 |  | Removed from Ground | Gas (Historical Use) | 10000 | Double Walled | 1989-07-12 | Fiberglass Reinforced Plastic | Pressurized
9043009 | 1 | [5 empty] | Removed from Ground | Diesel | 2000 | Bare Steel | 1969-09-01 | Bare Steel | Safe Suction (Euro)
9043010 | 1 | [5 empty] | Removed from Ground | Diesel | 8156 | Bare Steel | 1965-01-01 | Bare Steel
9043010 | K02 |  |  | yes |  | yes | Removed from Ground | Used Oil | 1000 | Bare Steel | 1965-01-01 | Bare Steel
9043011 | 1 | [5 empty] | Closed in Ground | Diesel | 4000 | Bare Steel | 1986-01-01 | Unknown
9043012 | 1 | [5 empty] | Removed from Ground | Gas (Historical Use) | 1000 | Bare Steel | 1973-01-01 | Galvanized Steel
9043013 | T1 | [5 empty] | Removed from Ground | Gas (Historical Use) | 1000 | Bare Steel | 1992-05-23 | Galvanized Steel | Suction (American)
9043013 | T2 | [5 empty] | Removed from Ground | Gas (Historical Use) | 1000 | Bare Steel | 1992-05-23 | Galvanized Steel | Suction (American)
9043014 | 1 | [5 empty] | Removed from Ground | Gas (Historical Use) | 4000 | Bare Steel | 1969-01-01 | Bare Steel | Safe Suction (Euro)
9043014 | 2 | [5 empty] | Removed from Ground | Gas (Historical Use) | 4000 | Bare Steel | 1969-01-01 | Bare Steel | Safe Suction (Euro)
9043014 | 3 | [5 empty] | Removed from Ground | Gas (Historical Use) | 2000 | Bare Steel | 1969-01-01 | Bare Steel | Safe Suction (Euro)
9043015 | 1 | [5 empty] | Removed from Ground | Gas (Historical Use) | 2000 | Bare Steel | 1948-01-01 | Galvanized Steel | Safe Suction (Euro)
9043015 | 2 | [5 empty] | Removed from Ground | Gas (Historical Use) | 2000 | Bare Steel | 1948-01-01 | Galvanized Steel | Safe Suction (Euro)
9043015 | 3 | [5 empty] | Removed from Ground | Other | 4000 | Not Marked/Unknown | 1948-01-01 | Not Marked
9043015 | 4 | [5 empty] | Removed from Ground | Other | 4000 | Not Marked/Unknown | 1948-01-01 | Not Marked
9043016 | 10471-1 | [5 empty] | Removed from Ground | Gas (Historical Use) | 550 | Bare Steel | 1993-05-04 | Not Marked
9043018 | 421D1 |  | 1990-10-01 |  | 1990-10-01 |  | Removed from Ground | Diesel | 2005 | Cathodically Protected Steel | 1990-10-01 | Galvanized Steel | Safe Suction (Euro)
9043018 | 421G1 |  | 1990-10-01 |  | 1990-10-01 |  | Removed from Ground | Gas (Historical Use) | 2005 | Cathodically Protected Steel | 1990-10-01 | Galvanized Steel | Safe Suction (Euro)
9043019 | 1 | Flapper Valve | 1994-12-19 | no | 1994-12-19 | no | Currently in Use | Diesel | 10000 | Galvanic (STIP-3) | 1989-01-01 | Fiberglass Reinforced Plastic | Pressurized
9043019 | 2 | Flapper Valve | 1994-12-19 | no | 1994-12-19 | no | Currently in Use | E-10 | 10000 | Galvanic (STIP-3) | 1989-01-01 | Fiberglass Reinforced Plastic | Pressurized
9043019 | 3A | Flapper Valve | 1994-12-19 | no | 1994-12-19 | no | Currently in Use | Plus | 10000 | Galvanic (STIP-3) | 1989-01-01 | Fiberglass Reinforced Plastic | Pressurized
9043019 | 3B | Ball Float | 2004-03-01 | no | 2004-03-01 | no | Currently in Use | Premium | 6000 | Galvanic (STIP-3) | 2004-03-16 | Fiberglass Reinforced Plastic | Pressurized
9043020 | 1 | Flapper Valve | 1994-09-01 | no | 1994-09-01 | no | Currently in Use | E-10 | 10000 | Galvanic (STIP-3) | 1994-09-01 | Double-Walled Flex | Pressurized
9043020 | 2A | Flapper Valve | 1994-09-01 | no | 1994-09-01 | no | Currently in Use | Plus | 7000 | Galvanic (STIP-3) | 1994-09-01 | Double-Walled Flex | Pressurized
9043020 | 2B | Flapper Valve | 1994-09-01 | no | 1994-09-01 | no | Currently in Use | Premium | 3000 | Galvanic (STIP-3) | 1994-09-01 | Double-Walled Flex | Pressurized
9043020 | 3 | Flapper Valve | 1994-09-01 | no | 1994-09-01 | no | Currently in Use | Diesel | 10000 | Galvanic (STIP-3) | 1994-09-01 | Double-Walled Flex | Pressurized
9043021 | D1 | [5 empty] | Removed from Ground | Diesel | 560 | Marked Unknown | 1981-05-27 | Unknown | Safe Suction (Euro)
9043021 | FO1 | [5 empty] | Removed from Ground | Diesel | 10000 | Marked Unknown | 1951-08-29 | Unknown | Pressurized
9043021 | GULD1 | [5 empty] | Removed from Ground | Gas (Historical Use) | 2000 | Marked Unknown | 1968-06-24 | Unknown | Safe Suction (Euro)
9043021 | UNK1 | [5 empty] | Removed from Ground | Diesel | 0 | Not Marked/Unknown | 2000-05-02 | Not Marked
9043022 | 1 | [5 empty] | Currently in Use | Diesel | 0 | Not Marked/Unknown |  | Not Marked
9043023 | 1 | [5 empty] | Removed from Ground | Gas (Historical Use) | 2000 | Not Marked/Unknown | 1995-03-01 | Unknown
9043023 | 2 | [5 empty] | Removed from Ground | Gas (Historical Use) | 2000 | Not Marked/Unknown | 1995-03-01 | Unknown
9043023 | 3 | [5 empty] | Removed from Ground | Gas (Historical Use) | 2000 | Not Marked/Unknown | 1995-03-01 | Unknown
9043026 | 1 | Flapper Valve | 1994-10-01 | no | 1994-10-01 | no | Currently in Use | E-10 | 10000 | Galvanic (STIP-3) | 1994-05-12 | Double-Walled Flex | Pressurized
9043026 | 2 | Flapper Valve | 1994-10-01 | no | 1994-10-01 | no | Currently in Use | Plus | 10000 | Galvanic (STIP-3) | 1994-05-12 | Double-Walled Flex | Pressurized
9043026 | 3 | Flapper Valve | 1994-10-01 | no | 1994-10-01 | no | Currently in Use | Premium | 8000 | Galvanic (STIP-3) | 1994-05-12 | Double-Walled Flex | Pressurized
9043026 | 4 | Flapper Valve | 1994-10-01 | no | 1994-10-01 | no | Currently in Use | Diesel | 8000 | Galvanic (STIP-3) | 1994-05-12 | Double-Walled Flex | Pressurized
9043026 | 5 | Flapper Valve | 1994-10-01 | no | 1994-10-01 | no | Currently in Use | Diesel | 15000 | Galvanic (STIP-3) | 1994-05-12 | Double-Walled Flex | Pressurized
9043026 | 6 | Flapper Valve | 1994-10-01 | no | 1994-10-01 | no | Currently in Use | Diesel | 15000 | Galvanic (STIP-3) | 1994-05-12 | Double-Walled Flex | Pressurized
9043026 | 7 | Flapper Valve | 1994-10-01 | no | 1994-10-01 | no | Currently in Use | Diesel | 15000 | Galvanic (STIP-3) | 1994-05-12 | Double-Walled Flex | Pressurized
9043026 | C | Flapper Valve | 1998-09-01 | no | 1998-09-01 | no | Currently in Use | Diesel | 15000 | Composite | 1998-09-01 | Double-Walled Flex | Pressurized
9043027 | 1 |  | 1998-08-04 | no | 1998-08-04 | no | Temporarily out of use | Gas (Historical Use) | 6000 | Galvanic (STIP-3) | 1988-08-01 | Fiberglass Reinforced Plastic | Pressurized
9043027 | 2 |  | 1998-08-04 |  | 1998-08-04 |  | Temporarily out of use | Gas (Historical Use) | 6000 | Galvanic (STIP-3) | 1988-08-01 | Fiberglass Reinforced Plastic | Pressurized
9043027 | 3 |  | 1998-08-04 |  | 1998-08-04 |  | Temporarily out of use | Gas (Historical Use) | 6000 | Galvanic (STIP-3) | 1988-08-01 | Fiberglass Reinforced Plastic | Pressurized
9043027 | 4A | Ball Float | 1995-09-06 | no | 1995-09-06 | no | Currently in Use | E-10 | 6000 | Galvanic (STIP-3) | 1995-09-06 | Fiberglass Reinforced Plastic | Pressurized
9043027 | 4B | Ball Float | 1995-09-05 | no | 1995-09-05 | no | Currently in Use | Gas (Historical Use) | 4000 | Galvanic (STIP-3) | 1995-09-05 | Fiberglass Reinforced Plastic | Pressurized
9043027 | 5 | Ball Float | 1995-09-06 | no | 1995-09-06 | no | Currently in Use | Diesel | 10000 | Galvanic (STIP-3) | 1995-09-06 | Fiberglass Reinforced Plastic | Pressurized
9043028 | 1 | Flapper Valve | 1992-08-20 | no | 1992-08-20 | no | Currently in Use | E-10 | 3000 | Galvanic (STIP-3) | 1992-08-20 | Steel (Impressed Current) | Safe Suction (Euro)
9043028 | 2 | Flapper Valve | 1992-08-20 | no | 1992-08-20 | no | Currently in Use | Premium | 3000 | Galvanic (STIP-3) | 1992-08-20 | Steel (Impressed Current) | Safe Suction (Euro)
9043028 | 3 | Ball Float | 1992-08-20 |  | 1992-08-20 |  | Currently in Use | Diesel | 3000 | Galvanic (STIP-3) | 1992-08-20 | Steel (Impressed Current) | Safe Suction (Euro)
9043029 | 1 | [5 empty] | Removed from Ground | Gas (Historical Use) | 500 | Bare Steel | 1999-02-01 | Galvanized Steel | Safe Suction (Euro)
9043030 | 1 | [5 empty] | Closed in Ground | Diesel | 3000 | Bare Steel | 1998-12-18 | Galvanized Steel | Suction (American)
9043031 | 8 |  | 1988-08-01 |  | 1988-08-01 |  | Removed from Ground | Gas (Historical Use) | 1000 | Galvanic (STIP-3) | 1988-08-01 | Fiberglass Reinforced Plastic | Safe Suction (Euro)
9043032 | 1 |  | 1998-10-01 |  | 1998-10-01 |  | Removed from Ground | Gas (Historical Use) | 2000 | Steel-Impressed Current | 1980-01-01 | Cathodically Protected | Suction (American)
9043032 | 2 |  | 1998-10-01 |  | 1998-10-01 |  | Removed from Ground | Gas (Historical Use) | 560 | Steel-Impressed Current | 1980-01-01 | Cathodically Protected | Suction (American)
9043032 | 3A | Flapper Valve | 2003-03-31 | no | 2003-03-31 | no | Currently in Use | Gas (Historical Use) | 4000 | Composite | 2003-03-31 | Fiberglass Reinforced Plastic | Pressurized
9043032 | 3B | Flapper Valve | 2003-03-31 | no | 2003-03-31 | no | Currently in Use | Gas (Historical Use) | 2000 | Composite | 2003-03-31 | Fiberglass Reinforced Plastic | Pressurized
9043032 | 3C | Flapper Valve | 2003-03-31 | no | 2003-03-31 | no | Currently in Use | Diesel | 2000 | Composite | 2003-03-31 | Fiberglass Reinforced Plastic | Pressurized
9043033 | 1 | [5 empty] | Removed from Ground | Gas (Historical Use) | 1100 | Bare Steel | 1998-12-15 | Bare Steel | Safe Suction (Euro)
9043033 | 2 | [5 empty] | Removed from Ground | Gas (Historical Use) | 1100 | Bare Steel | 1998-12-15 | Bare Steel | Safe Suction (Euro)
9043033 | 3 | Flapper Valve | 1998-12-15 | no | 1998-12-15 | no | Currently in Use | Gas (Historical Use) | 2000 | Epoxy | 1998-12-15 | Fiberglass Reinforced Plastic | Safe Suction (Euro)
9043034 | 1 | [5 empty] | Removed from Ground | Diesel | 2000 | Bare Steel | 1982-01-01 | Bare Steel | Safe Suction (Euro)
9043035 | 1 | [5 empty] | Removed from Ground | Diesel | 5000 | Bare Steel | 1980-01-10 | Bare Steel | Safe Suction (Euro)
9043037 | 1 | Flapper Valve | 1998-09-24 |  | 1998-09-24 |  | Removed from Ground | Diesel | 12000 | Steel-Impressed Current | 1978-01-01 | Cathodically Protected | Safe Suction (Euro)
9043037 | 2 | Flapper Valve | 1998-09-24 |  | 1998-09-24 |  | Removed from Ground | Gas (Historical Use) | 3000 | Steel-Impressed Current | 1978-01-01 | Cathodically Protected | Safe Suction (Euro)
9043038 | 1 | [5 empty] | Removed from Ground | Gas (Historical Use) | 1000 | Bare Steel | 1986-01-01 | Bare Steel | Suction (American)
9043038 | 2 | [5 empty] | Currently in Use | Gas (Historical Use) | 1000 | Bare Steel | 1986-01-01 | Bare Steel | Suction (American)
9043040 | I | Flapper Valve | 1996-12-07 | no | 1996-12-07 | no | Temporarily out of use | Gas (Historical Use) | 10000 | Steel-Impressed Current | 1980-01-01 | Steel (Impressed Current) | Suction (American)
9043040 | II | Flapper Valve | 1996-12-07 | no | 1996-12-07 | no | Currently in Use | Gas (Historical Use) | 10000 | Steel-Impressed Current | 1980-01-01 | Steel (Impressed Current) | Suction (American)
9043040 | III | Flapper Valve | 1996-12-07 | no | 1996-12-07 | no | Temporarily out of use | Gas (Historical Use) | 10000 | Steel-Impressed Current | 1980-01-01 | Steel (Impressed Current) | Suction (American)
9043041 | 1 | [5 empty] | Currently in Use | Gas (Historical Use) | 1000 | Not Marked/Unknown | 1976-01-01 | Bare Steel | Suction (American)
9043041 | 2 | [5 empty] | Currently in Use | Gas (Historical Use) | 1000 | Not Marked/Unknown | 1976-01-01 | Bare Steel | Suction (American)
9043041 | 3 | [5 empty] | Currently in Use | Diesel | 850 | Not Marked/Unknown | 1976-01-01 | Bare Steel | Suction (American)
9043042 | 1 | [5 empty] | Removed from Ground | Gas (Historical Use) | 1000 | Bare Steel | 1998-12-01 | Bare Steel | Safe Suction (Euro)
9043042 | 2 | [5 empty] | Removed from Ground | Gas (Historical Use) | 1000 | Bare Steel | 1998-12-01 | Bare Steel | Safe Suction (Euro)
9043045 | 1 | Flapper Valve | 1992-04-04 | no | 1992-04-04 | no | Currently in Use | Diesel | 20000 | Galvanic (STIP-3) | 1992-04-01 | Double-Walled Fiberglass | Pressurized
9043045 | 2 |  | 1992-04-04 | yes | 1995-01-01 | yes | Currently in Use | Used Oil | 2500 | Galvanic (STIP-3) | 1992-04-01 | Double-Walled Fiberglass
9043643 | 1 | Flapper Valve | 1999-12-07 |  | 1992-03-01 |  | Currently in Use | Gas (Historical Use) | 10000 | Galvanic (STIP-3) | 1992-03-01 | Fiberglass Reinforced Plastic | Pressurized
9043643 | 2 | Flapper Valve | 1998-12-07 |  | 1998-12-07 |  | Currently in Use | Diesel | 8000 | Galvanic (STIP-3) | 1992-03-01 | Fiberglass Reinforced Plastic | Pressurized
9043643 | 3 | Flapper Valve | 1998-12-07 |  | 1998-12-07 |  | Currently in Use | Gas (Historical Use) | 8000 | Galvanic (STIP-3) | 1992-03-01 | Fiberglass Reinforced Plastic | Pressurized
9043643 | 4 | Flapper Valve | 1998-12-07 |  | 1992-03-01 |  | Currently in Use | Gas (Historical Use) | 6000 | Galvanic (STIP-3) | 1992-03-01 | Fiberglass Reinforced Plastic | Pressurized
9043644 | 1 |  | 1993-03-01 |  | 1993-03-01 |  | Removed from Ground | Diesel | 20000 | Cathodically Protected Steel | 1993-03-01 | Cathodically Protected | Pressurized
9043645 | DIESEL | [5 empty] | Removed from Ground | Gas (Historical Use) | 1000 | Marked Unknown | 1998-12-14 | Galvanized Steel | Suction (American)
9043645 | PREM | [5 empty] | Removed from Ground | Gas (Historical Use) | 1000 | Marked Unknown | 1998-12-14 | Galvanized Steel | Suction (American)
9043645 | REG | [5 empty] | Removed from Ground | Gas (Historical Use) | 2000 | Marked Unknown | 1998-12-14 | Galvanized Steel | Suction (American)
9043647 | 1 | Flapper Valve | 1998-12-31 |  | 1998-12-31 |  | Removed from Ground | Gas (Historical Use) | 3000 | Steel-Impressed Current | 1998-12-31 | Steel (Impressed Current) | Safe Suction (Euro)
9043647 | 2 |  | 1998-12-31 |  | 1998-12-31 |  | Removed from Ground | Gas (Historical Use) | 3000 | Steel-Impressed Current | 1998-12-31 | Steel (Impressed Current) | Safe Suction (Euro)
9043650 | 1 | [5 empty] | Removed from Ground | Empty | 500 | Marked Unknown | 1999-11-15 | Not Marked | Suction (American)
9043650 | 2 | [5 empty] | Removed from Ground | Diesel | 800 | Marked Unknown | 1999-11-15 | Unknown | Suction (American)
9043650 | 3 | [5 empty] | Removed from Ground | Gas (Historical Use) | 1000 | Cathodically Protected Steel | 1982-01-01 | Galvanized Steel | Suction (American)
9043650 | 4 | [5 empty] | Removed from Ground | Gas (Historical Use) | 2000 | Cathodically Protected Steel | 1982-01-01 | Galvanized Steel | Suction (American)
9043651 | 2 |  | 1990-01-01 |  | 1990-01-01 |  | Removed from Ground | Diesel | 10000 | Steel-Impressed Current | 1987-01-01 | Steel (Impressed Current) | Pressurized
9043651 | 3 |  | 1990-01-01 |  | 1990-01-01 |  | Removed from Ground | Gas (Historical Use) | 10000 | Steel-Impressed Current | 1987-01-01 | Steel (Impressed Current) | Pressurized
9043651 | 4 |  | 1990-01-01 |  | 1990-01-01 |  | Removed from Ground | Gas (Historical Use) | 20000 | Steel-Impressed Current | 1987-01-01 | Steel (Impressed Current) | Pressurized
9043651 | 5 |  | 1990-01-01 |  | 1990-01-01 |  | Removed from Ground | Diesel | 20000 | Steel-Impressed Current | 1987-01-01 | Steel (Impressed Current) | Pressurized
9043651 | 6 | [5 empty] | Removed from Ground | Gas (Historical Use) | 3000 | Marked Unknown | 1995-11-01 | Unknown
9043651 | 7 | [5 empty] | Removed from Ground | Gas (Historical Use) | 3000 | Marked Unknown | 1995-11-01 | Unknown
9043651 | 8 | [5 empty] | Removed from Ground | Gas (Historical Use) | 2000 | Marked Unknown | 1995-11-01 | Unknown
9043651 | 9 | [5 empty] | Removed from Ground | Gas (Historical Use) | 3000 | Marked Unknown | 1995-11-01 | Unknown
9043652 | 1 | [5 empty] | Removed from Ground | Gas (Historical Use) | 1000 | Bare Steel | 1978-08-01 | Galvanized Steel | Safe Suction (Euro)
9043652 | 2 | [5 empty] | Removed from Ground | Gas (Historical Use) | 1000 | Bare Steel | 1978-08-01 | Galvanized Steel | Safe Suction (Euro)
9043653 | 1 | Flapper Valve | 1998-11-01 |  | 1998-11-01 |  | Temporarily out of use | Gas (Historical Use) | 2000 | Steel-Impressed Current | 1982-01-01 | Steel (Impressed Current) | Safe Suction (Euro)
9043653 | 2 | Flapper Valve | 1998-11-01 |  | 1998-11-01 |  | Temporarily out of use | Gas (Historical Use) | 550 | Steel-Impressed Current | 1998-11-01 | Steel (Impressed Current) | Safe Suction (Euro)
9043653 | 3 | Flapper Valve | 1998-11-01 |  | 1998-11-01 |  | Temporarily out of use | Gas (Historical Use) | 1000 | Steel-Impressed Current | 1998-11-01 | Steel (Impressed Current) | Safe Suction (Euro)
9043654 | 1 | [5 empty] | Removed from Ground | Gas (Historical Use) | 3000 | Not Marked/Unknown | 1996-06-14 | Not Marked
9043654 | 2 | [5 empty] | Removed from Ground | Gas (Historical Use) | 3000 | Not Marked/Unknown | 1996-06-14 | Not Marked
9043654 | 3 | [5 empty] | Removed from Ground | Gas (Historical Use) | 3000 | Not Marked/Unknown | 1996-06-14 | Not Marked
9043654 | 4 | [5 empty] | Removed from Ground | Gas (Historical Use) | 3000 | Not Marked/Unknown | 1996-06-14 | Not Marked
9043656 | 1 | [5 empty] | Removed from Ground | Other | 10000 | Bare Steel | 1981-01-01 | Bare Steel | Safe Suction (Euro)
9043656 | 2 | [5 empty] | Removed from Ground | Other | 12000 | Fiberglass | 1981-01-01 | Bare Steel | Safe Suction (Euro)
9043656 | 3 | [5 empty] | Removed from Ground | Gas (Historical Use) | 2000 | Bare Steel | 1981-01-01 | Bare Steel | Safe Suction (Euro)
9043656 | 4 | Ball Float | 1998-01-01 | no | 1998-01-01 | no | Currently in Use | Aviaion gas/AV Gas | 12000 | Composite | 1997-10-08 | Double-Walled Flex | Safe Suction (Euro)
9043656 | 5 | Ball Float | 1998-01-01 | no | 1998-01-01 | no | Currently in Use | Aviaion gas/AV Gas | 12000 | Composite | 1997-10-08 | Double-Walled Flex | Safe Suction (Euro)
9043657 | 1 | [5 empty] | Closed in Ground | Gas (Historical Use) | 560 | Not Marked/Unknown | 1998-03-17 | Not Marked
9043657 | 2 | [5 empty] | Closed in Ground | Gas (Historical Use) | 560 | Not Marked/Unknown | 1998-03-17 | Not Marked
9043657 | 3 | [5 empty] | Closed in Ground | Used Oil | 560 | Not Marked/Unknown | 1998-03-17 | Not Marked
9043658 | 1 |  | 1998-07-14 |  | 1998-07-14 |  | Removed from Ground | Gas (Historical Use) | 6000 | Cathodically Protected Steel | 1998-07-01 | Double Walled | Pressurized
9043658 | 2 |  | 1998-07-14 |  | 1998-07-14 |  | Removed from Ground | Gas (Historical Use) | 6000 | Cathodically Protected Steel | 1998-07-01 | Double Walled | Pressurized
9043659 | 1 | [5 empty] | Removed from Ground | Other | 4000 | Not Marked/Unknown | 1998-10-01 | Not Marked
9043659 | 2 |  |  | yes |  | yes | Removed from Ground | Used Oil | 1000 | Not Marked/Unknown | 1998-10-01 | Not Marked
9043660 | 1A | Ball Float | 1998-04-01 | no | 1998-04-01 | no | Currently in Use | E-10 | 10000 | Composite | 1998-03-01 | Double-Walled Flex | Pressurized
9043660 | 1B | Ball Float | 1998-04-01 | no | 1998-04-01 | no | Currently in Use | Diesel | 5000 | Composite | 1998-03-01 | Double-Walled Flex | Pressurized
9043660 | 2 | Ball Float | 1998-04-01 | no | 1998-04-01 | no | Currently in Use | Premium | 8000 | Composite | 1998-03-01 | Double-Walled Flex | Pressurized
9043661 | 1A | Flapper Valve | 1998-10-21 | no | 1998-10-21 | no | Currently in Use | Diesel | 10000 | Composite | 1998-10-21 | Fiberglass Reinforced Plastic | Safe Suction (Euro)
9043661 | 1B | Flapper Valve | 1998-10-21 | no | 1998-10-21 | no | Currently in Use | E-10 | 5000 | Composite | 1998-10-21 | Fiberglass Reinforced Plastic | Safe Suction (Euro)
9043662 | 1 | [5 empty] | Removed from Ground | Gas (Historical Use) | 3000 | Bare Steel | 1984-01-01 | Bare Steel
9043663 | 1 | [5 empty] | Removed from Ground | Empty | 1000 | Bare Steel | 1999-10-07 | Galvanized Steel | Safe Suction (Euro)
9043663 | 2 | [5 empty] | Removed from Ground | Empty | 250 | Bare Steel | 1999-10-07 | Galvanized Steel | Safe Suction (Euro)
9043664 | 5 | [5 empty] | Removed from Ground | Gas (Historical Use) | 1000 | Bare Steel | 1999-02-01 | Bare Steel | Safe Suction (Euro)
9043665 | 1 | [5 empty] | Removed from Ground | Gas (Historical Use) | 500 | Bare Steel | 2000-04-12 | Bare Steel
9043667 | 1 | [5 empty] | Removed from Ground | Other | 4500 | Bare Steel | 2000-07-24 | Galvanized Steel | Suction (American)
9043667 | 2 | [5 empty] | Removed from Ground | Other | 4500 | Bare Steel | 2000-07-24 | Galvanized Steel | Suction (American)
9043668 | 1 | [5 empty] | Removed from Ground | Gas (Historical Use) | 1000 | Bare Steel | 2000-09-13 | Bare Steel
9043668 | 2 | [5 empty] | Removed from Ground | Gas (Historical Use) | 2000 | Bare Steel | 2000-09-13 | Bare Steel
9043669 | 1 | [5 empty] | Removed from Ground | Other | 25000 | Bare Steel | 1945-01-01 | Galvanized Steel | Suction (American)
9043669 | 2 | [5 empty] | Closed in Ground | Other | 25000 | Bare Steel | 1945-01-01 | Galvanized Steel | Suction (American)
9043669 | 3 | [5 empty] | Closed in Ground | Used Oil | 25000 | Bare Steel | 1945-01-01 | Galvanized Steel | Suction (American)
9043669 | 4 | [5 empty] | Closed in Ground | Other | 25000 | Bare Steel | 1945-01-01 | Galvanized Steel | Suction (American)
9043670 | 1 | [5 empty] | Removed from Ground | Gas (Historical Use) | 250 | Bare Steel | 2001-08-10 | Unknown
9043670 | 2 | [5 empty] | Removed from Ground | Gas (Historical Use) | 250 | Bare Steel | 2001-08-10 | Unknown
9044002 | 1 | [5 empty] | Removed from Ground | Other | 25000 | Not Marked/Unknown | 1968-01-01 | Unknown
9044002 | 103 |  | 2001-10-01 | no | 2001-10-01 | no | Currently in Use | Diesel | 33000 | Fiberglass Double Walled | 2000-01-01 | Double-Walled Fiberglass | Pressurized
9044002 | 109 | Overfill Alarm | 2001-10-01 | no | 2001-10-01 | no | Currently in Use | Diesel | 12000 | Galvanic (STIP-3) | 2000-01-01 | Double-Walled Fiberglass | Pressurized
9044002 | 2 | [5 empty] | Removed from Ground | Other | 12500 | Marked Unknown | 1975-01-01 | Unknown | Pressurized
9044002 | 3 | Overfill Alarm | 1995-06-01 | no | 1995-06-01 | no | Removed from Ground | Diesel | 12500 | Cathodically Protected Steel | 1975-01-01 | Fiberglass Reinforced Plastic | Pressurized
9044002 | 4 | Overfill Alarm | 1996-07-01 | no | 1996-07-01 | no | Removed from Ground | Diesel | 8000 | Fiberglass Double Walled | 1991-01-01 | Double-Walled Fiberglass | Pressurized
9044002 | A1 | Flapper Valve | 2003-04-10 | no | 2003-04-10 | no | Currently in Use | Diesel | 30000 | Fiberglass Double Walled | 2003-03-22 | Double-Walled Fiberglass | Pressurized
9044002 | A2 | Flapper Valve | 2003-04-10 | no | 2003-04-10 | no | Currently in Use | Diesel | 30000 | Fiberglass Double Walled | 2003-03-22 | Double-Walled Fiberglass | Pressurized
9044002 | B1 | Flapper Valve | 2003-04-10 | no | 2003-04-10 | no | Currently in Use | Diesel | 30000 | Fiberglass Double Walled | 2003-03-22 | Double-Walled Fiberglass | Pressurized
9044002 | B2 | Overfill Alarm | 2003-04-10 | no | 2003-04-10 | no | Currently in Use | Diesel | 30000 | Fiberglass Double Walled | 2003-03-22 | Double-Walled Fiberglass | Pressurized
9044002 | B3 |  | 2006-12-19 | no | 2006-12-19 | no | Currently in Use | Diesel | 30000 | Fiberglass Double Walled | 2006-12-12 | Double-Walled Fiberglass | Suction (American)
9044003 | 1 | Ball Float | 1987-01-01 |  | 1987-01-01 | yes | Currently in Use | Gas (Historical Use) | 10000 | Galvanic (STIP-3) | 1987-10-05 | Fiberglass Reinforced Plastic | Pressurized
9044003 | 2 | Ball Float | 1987-01-01 |  | 1987-01-01 | yes | Currently in Use | Gas (Historical Use) | 10000 | Galvanic (STIP-3) | 1987-10-05 | Fiberglass Reinforced Plastic | Pressurized
9044003 | 3 | Ball Float | 1987-01-01 |  | 1987-01-01 | yes | Currently in Use | Gas (Historical Use) | 10000 | Galvanic (STIP-3) | 1987-10-05 | Fiberglass Reinforced Plastic | Pressurized
9044003 | 4 | Ball Float | 1987-01-01 |  | 1987-01-01 | yes | Currently in Use | Gas (Historical Use) | 6000 | Galvanic (STIP-3) | 1987-10-05 | Fiberglass Reinforced Plastic | Pressurized
9044003 | 5 | Ball Float | 1987-01-01 |  | 1987-01-01 | yes | Currently in Use | Diesel | 6000 | Galvanic (STIP-3) | 1987-10-05 | Fiberglass Reinforced Plastic | Pressurized
9044003 | 6 | Ball Float | 1987-01-01 |  | 1987-01-01 | yes | Temporarily out of use | Diesel | 6000 | Galvanic (STIP-3) | 1987-10-05 | Fiberglass Reinforced Plastic | Safe Suction (Euro)
9044005 | 1 | [5 empty] | Removed from Ground | Empty | 1 | Not Marked/Unknown |  | Not Marked
9044006 | 0 |  |  | yes |  | yes | Removed from Ground | Used Oil | 0 | Concrete | 1990-10-26 | Not Marked
9044007 | 1 |  |  | yes |  | yes | Removed from Ground | Used Oil | 550 | Not Marked/Unknown | 1988-07-01 | Not Marked
9044008 | 1 | [5 empty] | Removed from Ground | Kerosene | 6000 | Not Marked/Unknown | 1991-02-19 | Not Marked
9044008 | 2 | [5 empty] | Removed from Ground | Kerosene | 6000 | Not Marked/Unknown | 1991-02-19 | Not Marked
9044008 | 3 | [5 empty] | Removed from Ground | Other | 6000 | Not Marked/Unknown | 1991-02-19 | Not Marked
9044008 | 4 | [5 empty] | Removed from Ground | Other | 6000 | Not Marked/Unknown |  | Not Marked
9044008 | 5 | [5 empty] | Removed from Ground | Other | 4000 | Not Marked/Unknown |  | Not Marked
9044008 | 6 | [5 empty] | Removed from Ground | Other | 4000 | Not Marked/Unknown | 1991-02-19 | Not Marked
9044010 | 1 | [5 empty] | Removed from Ground | Gas (Historical Use) | 2000 | Bare Steel | 1943-01-01 | Unknown
9044010 | 10 | [5 empty] | Removed from Ground | Other | 10000 | Bare Steel | 1975-12-07 | Bare Steel
9044010 | 11 | [5 empty] | Permanently Out Of Use | Gas (Historical Use) | 1000 | Bare Steel | 1975-12-07 | Bare Steel
9044010 | 12 | [5 empty] | Permanently Out Of Use | Gas (Historical Use) | 1000 | Bare Steel | 1975-12-07 | Bare Steel
9044010 | 13 | [5 empty] | Removed from Ground | Other | 10000 | Bare Steel | 1975-12-07 | Bare Steel
9044010 | 2 | [5 empty] | Removed from Ground | Gas (Historical Use) | 2000 | Bare Steel | 1943-01-01 | Unknown
9044010 | 3 | [5 empty] | Removed from Ground | Gas (Historical Use) | 4000 | Bare Steel | 1943-01-01 | Unknown
9044010 | 4 | [5 empty] | Removed from Ground | Gas (Historical Use) | 4000 | Bare Steel | 1943-01-01 | Unknown
9044010 | 5 | [5 empty] | Removed from Ground | Gas (Historical Use) | 12000 | Bare Steel | 1991-04-01 | Unknown
9044010 | 6 | [5 empty] | Removed from Ground | Kerosene | 12000 | Bare Steel | 1991-04-01 | Unknown
9044010 | 7 | [5 empty] | Removed from Ground | Kerosene | 12000 | Bare Steel | 1991-04-01 | Unknown
9044010 | 8 | [5 empty] | Removed from Ground | Other | 10000 | Bare Steel | 1975-12-07 | Bare Steel
9044010 | 9 | [5 empty] | Removed from Ground | Other | 10000 | Bare Steel | 1975-12-07 | Bare Steel
9044011 | 1 | [5 empty] | Removed from Ground | Gas (Historical Use) | 8000 | Not Marked/Unknown |  | Not Marked
9044012 | 1 |  |  | yes |  | yes | Removed from Ground | Used Oil | 550 | Not Marked/Unknown | 1991-05-01 | Not Marked
9044012 | 2 | [5 empty] | Removed from Ground | Gas (Historical Use) | 2000 | Not Marked/Unknown | 1991-05-01 | Not Marked
9044012 | 3 |  |  | yes |  | yes | Removed from Ground | Used Oil | 2000 | Not Marked/Unknown | 1991-05-01 | Not Marked
9044012 | 4 |  |  | yes |  | yes | Removed from Ground | Used Oil | 2000 | Not Marked/Unknown | 1991-05-01 | Not Marked
9044013 | 1 |  |  | yes |  | yes | Permanently Out of Use - historical purposes | Used Oil | 400 | Bare Steel |  | Unknown
9044014 | 1 | [5 empty] | Removed from Ground | Other | 3000 | Not Marked/Unknown | 1991-04-29 | Not Marked
9044014 | 2 | [5 empty] | Removed from Ground | Other | 3000 | Not Marked/Unknown | 1991-04-29 | Not Marked
9044014 | 3 | [5 empty] | Removed from Ground | Other | 4000 | Not Marked/Unknown | 1991-04-29 | Not Marked
9044014 | 4 | [5 empty] | Removed from Ground | Gas (Historical Use) | 550 | Not Marked/Unknown | 1991-04-26 | Not Marked
9044015 | 1 | [5 empty] | Removed from Ground | Gas (Historical Use) | 4000 | Bare Steel | 1961-01-01 | Not Marked
9044016 | 1 | [5 empty] | Removed from Ground | Diesel | 3000 | Cathodically Protected Steel | 1991-09-11 | Unknown | Suction (American)
9044016 | 2 | [5 empty] | Removed from Ground | Gas (Historical Use) | 5000 | Cathodically Protected Steel | 1991-09-11 | Unknown | Suction (American)
9044016 | 3 | [5 empty] | Removed from Ground | Gas (Historical Use) | 2000 | Bare Steel | 1991-09-17 | Bare Steel | Suction (American)
9044016 | 4 | [5 empty] | Removed from Ground | Gas (Historical Use) | 2000 | Bare Steel | 1991-09-17 | Bare Steel | Suction (American)
9044018 | 1 | [5 empty] | Permanently Out of Use - historical purposes | Used Oil | 3000 | Bare Steel | 1976-01-01 | Not Marked
9044018 | 2 | [5 empty] | Removed from Ground | Gas (Historical Use) | 4000 | Bare Steel | 1976-01-01 | Not Marked
9044019 | 1 | [5 empty] | Removed from Ground | Gas (Historical Use) | 1000 | Bare Steel | 1976-01-01 | Galvanized Steel | Suction (American)
9044020 | 1 | [5 empty] | Permanently Out of Use - historical purposes | Empty | 0 | Not Marked/Unknown |  | Not Marked
9044021 | 1 | [5 empty] | Removed from Ground | Diesel | 10000 | Bare Steel | 1984-01-01 | Bare Steel
9044021 | 2 | [5 empty] | Removed from Ground | Diesel | 6000 | Bare Steel | 1984-01-01 | Bare Steel
9044022 | 1 | [5 empty] | Removed from Ground | Diesel | 5000 | Bare Steel | 1991-04-25 | Not Marked
9044023 | 1 | [5 empty] | Removed from Ground | Other | 560 | Bare Steel | 1971-07-01 | Bare Steel | Safe Suction (Euro)
9044023 | 2 | [5 empty] | Removed from Ground | Other | 560 | Bare Steel | 1971-07-01 | Bare Steel | Safe Suction (Euro)
9044023 | 3 |  |  | yes |  | yes | Removed from Ground | Used Oil | 560 | Bare Steel | 1971-07-01 | Bare Steel | Gravity Fed
9044024 | 1 | [5 empty] | Removed from Ground | Other | 1000 | Cathodically Protected Steel | 1988-12-13 | Galvanized Steel
9044024 | 2 | [5 empty] | Removed from Ground | Other | 560 | Cathodically Protected Steel | 1988-12-13 | Galvanized Steel
9044024 | 3 | [5 empty] | Removed from Ground | Other | 560 | Cathodically Protected Steel | 1988-12-13 | Galvanized Steel
9044024 | 4 |  |  | yes |  | yes | Removed from Ground | Used Oil | 560 | Cathodically Protected Steel | 1988-12-13 | Galvanized Steel
9044025 | 1 | [5 empty] | Removed from Ground | Diesel | 10000 | Cathodically Protected Steel | 1992-01-15 | Fiberglass Reinforced Plastic | Safe Suction (Euro)
9044025 | 2 | [5 empty] | Removed from Ground | Diesel | 5000 | Bare Steel | 1992-01-15 | Galvanized Steel | Safe Suction (Euro)
9044026 | 1 | Ball Float | 1998-12-21 | no | 1998-12-21 | no | Currently in Use | Regular | 10000 | Fiberglass | 1986-03-01 | Fiberglass Reinforced Plastic | Pressurized
9044026 | 2 | Ball Float | 1998-12-21 | no | 1998-12-21 | no | Currently in Use | Premium | 10000 | Fiberglass | 1986-03-01 | Fiberglass Reinforced Plastic | Pressurized
9044026 | 3 | Ball Float | 1998-12-21 | no | 1998-12-21 | no | Currently in Use | Diesel | 10000 | Fiberglass | 1986-03-01 | Fiberglass Reinforced Plastic | Pressurized
9044027 | 1 |  | 1997-12-30 |  | 1997-12-30 |  | Removed from Ground | Diesel | 275 | Cathodically Protected Steel | 1986-01-01 | Double Walled
9044028 | 1 | Ball Float | 1989-08-01 | no | 1989-08-01 | no | Currently in Use | Regular | 10000 | Galvanic (STIP-3) | 1989-08-01 | Fiberglass Reinforced Plastic | Pressurized
9044028 | 2 | Ball Float | 1989-08-01 | no | 1989-08-01 | no | Currently in Use | Premium | 10000 | Galvanic (STIP-3) | 1989-08-01 | Fiberglass Reinforced Plastic | Pressurized
9044028 | 3 | Ball Float | 1989-08-01 | no | 1989-08-01 | no | Currently in Use | Plus | 10000 | Galvanic (STIP-3) | 1989-08-01 | Fiberglass Reinforced Plastic | Pressurized
9044028 | 4 | Ball Float | 1989-08-01 |  | 1989-08-01 |  | Currently in Use | Diesel | 10000 | Galvanic (STIP-3) | 1989-08-01 | Fiberglass Reinforced Plastic | Pressurized
9044029 | 1 | [5 empty] | Removed from Ground | Diesel | 500 | Bare Steel | 1993-08-27 | Galvanized Steel | Suction (American)
9044031 | 1 | Ball Float | 1991-08-01 |  | 1991-08-01 |  | Removed from Ground | Gas (Historical Use) | 12000 | Fiberglass | 1991-09-20 | Double-Walled Flex | Pressurized
9044031 | 2 | Ball Float | 1991-08-01 |  | 1991-08-01 |  | Removed from Ground | Gas (Historical Use) | 12000 | Fiberglass | 1991-09-20 | Double-Walled Flex | Pressurized
9044031 | 3 | Ball Float | 1991-08-01 |  | 1991-08-01 |  | Removed from Ground | Gas (Historical Use) | 12000 | Fiberglass | 1991-09-20 | Double-Walled Flex | Pressurized
9044031 | A | [5 empty] | Removed from Ground | Gas (Historical Use) | 12000 | Not Marked/Unknown | 1991-03-14 | Not Marked
9044031 | B | [5 empty] | Removed from Ground | Diesel | 12000 | Not Marked/Unknown | 1991-03-14 | Not Marked
9044031 | C | [5 empty] | Removed from Ground | Gas (Historical Use) | 12000 | Not Marked/Unknown | 1991-03-14 | Not Marked
9044032 | 1 | [5 empty] | Removed from Ground | Diesel | 3000 | Composite | 1988-01-01 | Copper
9044032 | 2 |  | 1998-02-26 |  | 1998-02-26 |  | Removed from Ground | Diesel | 2000 | Cathodically Protected Steel | 1998-02-26 | Double Walled | Suction (American)
9044035 | 1 | [5 empty] | Removed from Ground | Empty | 550 | Double Walled | 1988-10-07 | Bare Steel
9044035 | 2 | [5 empty] | Removed from Ground | Empty | 550 | Composite | 1988-10-07 | Bare Steel
9044036 | 1 | [5 empty] | Removed from Ground | Diesel | 5000 | Bare Steel | 1963-01-01 | Galvanized Steel
9044036 | 2 | Flapper Valve | 1990-01-01 | no | 1990-01-01 | no | Currently in Use | Diesel | 10000 | Tank Jacket | 1990-01-01 | Fiberglass Reinforced Plastic | Safe Suction (Euro)
9044037 | 1 | [5 empty] | Removed from Ground | Other | 2000 | Bare Steel | 1973-01-01 | Bare Steel
9044037 | 2 |  |  | yes |  | yes | Removed from Ground | Used Oil | 550 | Bare Steel | 1973-01-01 | Bare Steel
9044037 | 3 |  |  | yes |  | yes | Removed from Ground | Used Oil | 550 | Bare Steel | 1973-01-01 | Bare Steel
9044037 | 4 | [5 empty] | Removed from Ground | Other | 1000 | Bare Steel | 1974-01-01 | Bare Steel
9044038 | 1 | [5 empty] | Removed from Ground | Gas (Historical Use) | 2000 | Bare Steel | 1953-01-01 | Unknown
9044038 | 2 | [5 empty] | Removed from Ground | Gas (Historical Use) | 2000 | Bare Steel | 1953-01-01 | Unknown
9044038 | 3 | [5 empty] | Removed from Ground | Gas (Historical Use) | 8800 | Bare Steel | 1967-01-01 | Unknown
9044038 | 4 | [5 empty] | Removed from Ground | Gas (Historical Use) | 8800 | Bare Steel | 1967-01-01 | Unknown
9044038 | 5 | [5 empty] | Removed from Ground | Diesel | 5000 | Bare Steel | 1967-01-01 | Unknown
9044039 | 1 | [5 empty] | Removed from Ground | Gas (Historical Use) | 10000 | Fiberglass | 1991-04-15 | Galvanized Steel | Pressurized
9044039 | 2 | [5 empty] | Removed from Ground | Gas (Historical Use) | 10000 | Fiberglass | 1991-04-15 | Galvanized Steel | Pressurized
9044039 | 3 | [5 empty] | Removed from Ground | Gas (Historical Use) | 10000 | Fiberglass | 1991-04-15 | Galvanized Steel | Pressurized
9044039 | 4 |  |  | yes |  | yes | Removed from Ground | Used Oil | 1000 | Fiberglass | 1991-04-15 | Galvanized Steel | Gravity Fed
9044041 | 1 |  |  | no |  | no | Removed from Ground | Gas (Historical Use) | 1000 | Unknown | 2004-02-25 | Unknown
9044041 | 10718-1 | [5 empty] | Removed from Ground | Gas (Historical Use) | 10000 | Bare Steel | 1984-01-01 | Bare Steel | Safe Suction (Euro)
9044041 | 718G1 | [5 empty] | Removed from Ground | Gas (Historical Use) | 10000 | Bare Steel | 1984-01-01 | Bare Steel | Safe Suction (Euro)
9044042 | 1 | [5 empty] | Removed from Ground | Other | 0 | Not Marked/Unknown | 1989-07-15 | Not Marked
9044042 | 2 | [5 empty] | Removed from Ground | Other | 0 | Not Marked/Unknown | 1989-07-15 | Not Marked
9044042 | 3 | [5 empty] | Removed from Ground | Other | 0 | Not Marked/Unknown | 1989-07-15 | Not Marked
9044042 | 4 | [5 empty] | Removed from Ground | Other | 0 | Not Marked/Unknown | 1989-07-15 | Not Marked
9044043 | 1 | [5 empty] | Removed from Ground | Gas (Historical Use) | 1800 | Bare Steel | 1968-01-01 | Unknown
9044043 | 2 | [5 empty] | Removed from Ground | Diesel | 1800 | Bare Steel | 1968-01-01 | Unknown
9044044 | 1 |  |  | yes |  | yes | Removed from Ground | Used Oil | 550 | Bare Steel | 1975-01-15 | Bare Steel
9044044 | 2 |  |  | yes |  | yes | Removed from Ground | Used Oil | 550 | Bare Steel | 1975-01-15 | Bare Steel
9044045 | 1 | [5 empty] | Removed from Ground | Gas (Historical Use) | 2000 | Bare Steel | 1983-01-01 | Galvanized Steel
9044047 | 1 | Ball Float | 1988-04-14 |  | 1988-04-14 |  | Currently in Use | Gas (Historical Use) | 10000 | Galvanic (STIP-3) | 1988-04-14 | Cathodically Protected | Pressurized
9044047 | 2 | Ball Float | 1988-04-14 |  | 1988-04-14 |  | Currently in Use | Gas (Historical Use) | 10000 | Galvanic (STIP-3) | 1988-04-14 | Cathodically Protected | Pressurized
9044047 | 3 | Ball Float | 1988-04-14 |  | 1988-04-14 |  | Currently in Use | Gas (Historical Use) | 10000 | Galvanic (STIP-3) | 1988-04-14 | Cathodically Protected | Pressurized
9044047 | 4 | Ball Float | 1988-04-14 |  | 1988-04-14 |  | Currently in Use | Gas (Historical Use) | 10000 | Galvanic (STIP-3) | 1988-04-14 | Cathodically Protected | Pressurized
9044049 | 1 | [5 empty] | Removed from Ground | Diesel | 10673 | Bare Steel | 1966-04-01 | Galvanized Steel | Safe Suction (Euro)
9044049 | 2 | [5 empty] | Removed from Ground | Gas (Historical Use) | 10153 | Bare Steel | 1966-04-01 | Galvanized Steel
9044049 | 3 | [5 empty] | Removed from Ground | Diesel | 10673 | Bare Steel | 1966-04-01 | Galvanized Steel
9044049 | 4 |  |  | yes |  | yes | Removed from Ground | Used Oil | 1003 | Bare Steel | 1966-04-01 | Galvanized Steel
9044049 | 5 |  |  | yes |  | yes | Removed from Ground | Used Oil | 1000 | Bare Steel | 1966-04-01 | Galvanized Steel
9044049 | 6 | [5 empty] | Removed from Ground | Diesel | 2000 | Bare Steel | 1966-04-01 | Galvanized Steel | Safe Suction (Euro)
9044050 | 1A | Ball Float | 1999-03-01 |  | 1999-03-01 |  | Currently in Use | Gas (Historical Use) | 2000 | Steel-Impressed Current | 1979-01-01 | Fiberglass Reinforced Plastic | Pressurized
9044050 | 1B | Ball Float | 1999-03-01 |  | 1999-03-01 |  | Currently in Use | Diesel | 2000 | Steel-Impressed Current | 1979-01-01 | Fiberglass Reinforced Plastic | Pressurized
9044050 | 2 | Ball Float | 1999-03-01 |  | 1999-03-01 |  | Currently in Use | Gas (Historical Use) | 10000 | Steel-Impressed Current | 1979-01-01 | Fiberglass Reinforced Plastic | Pressurized
9044050 | 3 | Ball Float | 1999-03-01 |  | 1999-03-01 |  | Currently in Use | Gas (Historical Use) | 8000 | Steel-Impressed Current | 1979-01-01 | Fiberglass Reinforced Plastic | Pressurized
9044051 | 1 |  | 1988-04-01 |  | 1988-04-01 |  | Temporarily out of use | Gas (Historical Use) | 10000 | Fiberglass Double Walled | 1988-05-01 | Fiberglass Reinforced Plastic | Pressurized
9044051 | 2 |  | 1988-04-01 |  | 1988-04-01 |  | Temporarily out of use | Gas (Historical Use) | 10000 | Fiberglass Double Walled | 1988-05-01 | Fiberglass Reinforced Plastic | Pressurized
9044051 | 3 |  | 1988-04-01 |  | 1988-04-01 |  | Temporarily out of use | Gas (Historical Use) | 10000 | Fiberglass Double Walled | 1988-05-01 | Fiberglass Reinforced Plastic | Pressurized
9044052 | 213019 | Flapper Valve | 1990-01-01 | no | 1990-01-01 | no | Currently in Use | Diesel | 10000 | Tank Jacket | 1990-01-01 | Double-Walled Fiberglass | Safe Suction (Euro)
9044053 | 1 | [5 empty] | Removed from Ground | Gas (Historical Use) | 10000 | Fiberglass | 1988-01-01 | Galvanized Steel | Suction (American)
9044053 | 525415 | Flapper Valve | 1997-05-21 | no | 1997-05-21 | no | Currently in Use | Regular | 9816 | Epoxy | 1997-05-21 | Double-Walled Fiberglass | Safe Suction (Euro)
9044054 | 1 | [5 empty] | Removed from Ground | Other | 3000 | Bare Steel | 1955-01-01 | Bare Steel
9044054 | 2 |  |  | yes |  | yes | Removed from Ground | Used Oil | 3000 | Bare Steel | 1955-01-01 | Bare Steel
9044054 | 3 | [5 empty] | Removed from Ground | Diesel | 15000 | Bare Steel | 1976-01-01 | Cathodically Protected
9044054 | 4 | [5 empty] | Removed from Ground | Diesel | 15000 | Bare Steel | 1976-01-01 | Cathodically Protected
9044054 | 5 | [5 empty] | Removed from Ground | Other | 15000 | Bare Steel | 1976-01-01 | Cathodically Protected
9044054 | 6 |  |  | yes |  | yes | Removed from Ground | Used Oil | 550 | Cathodically Protected Steel | 1988-01-01 | Cathodically Protected
9044054 | 7 | [5 empty] | Removed from Ground | Other | 12000 | Bare Steel | 1989-12-01 | Not Marked
9044055 | 1 | [5 empty] | Removed from Ground | Diesel | 15000 | Fiberglass | 1984-04-12 | Galvanized Steel | Safe Suction (Euro)
9044055 | 2 |  |  | yes |  | yes | Removed from Ground | Used Oil | 800 | Fiberglass | 1984-04-12 | Galvanized Steel | Safe Suction (Euro)
9044056 | 1 | Flapper Valve | 1998-01-08 | no | 1998-01-08 | no | Currently in Use | Regular | 8000 | Galvanic (STIP-3) | 1985-01-01 | Fiberglass Reinforced Plastic | Pressurized
9044056 | 2 | Flapper Valve | 1998-01-08 | no | 1998-01-08 | no | Currently in Use | Plus | 8000 | Galvanic (STIP-3) | 1985-01-01 | Fiberglass Reinforced Plastic | Pressurized
9044056 | 3 | Flapper Valve | 1998-01-08 | no | 1998-01-08 | no | Currently in Use | Premium | 6000 | Galvanic (STIP-3) | 1985-01-01 | Fiberglass Reinforced Plastic | Pressurized
9044057 | 1 | [5 empty] | Removed from Ground | Empty | 1000 | Bare Steel | 1965-01-01 | Galvanized Steel
9044057 | 2 | [5 empty] | Removed from Ground | Empty | 1000 | Bare Steel | 1965-01-01 | Galvanized Steel
9044059 | 1 | Flapper Valve | 1994-03-16 |  | 1994-03-16 |  | Currently in Use | Diesel | 2000 | Composite Double Walled | 1994-03-16 | Copper | Suction (American)
9044059 | 2 | [5 empty] | Removed from Ground | Diesel | 5000 | Bare Steel | 1968-06-15 | Unknown | Safe Suction (Euro)
9044060 | 1 | [5 empty] | Removed from Ground | Gas (Historical Use) | 6000 | Bare Steel | 1965-01-01 | Galvanized Steel
9044061 | 1 |  | 1997-12-30 |  | 1997-12-30 |  | Removed from Ground | Diesel | 0 | Cathodically Protected Steel | 1986-01-01 | Double Walled
9044063 | 1 | Ball Float | 1989-08-01 |  | 1989-08-01 |  | Currently in Use | Gas (Historical Use) | 10000 | Fiberglass | 1989-01-01 | Fiberglass Reinforced Plastic | Pressurized
9044063 | 2 | Ball Float | 1989-08-01 |  | 1989-08-01 |  | Currently in Use | Gas (Historical Use) | 12000 | Fiberglass | 1989-01-01 | Fiberglass Reinforced Plastic | Pressurized
9044063 | 3 | Ball Float | 1989-08-01 |  | 1989-08-01 |  | Currently in Use | Diesel | 12000 | Fiberglass | 1989-01-01 | Fiberglass Reinforced Plastic | Pressurized
9044064 | 1 | Ball Float | 1990-04-01 | no | 1990-04-01 | no | Currently in Use | Gas (Historical Use) | 12000 | Fiberglass Double Walled | 1990-01-01 | Double-Walled Flex | Pressurized
9044064 | 2 | Ball Float | 1990-04-01 | no | 1990-04-01 | no | Currently in Use | Gas (Historical Use) | 12000 | Fiberglass Double Walled | 1990-01-01 | Double-Walled Flex | Pressurized
9044064 | 3 | Ball Float | 1990-04-01 | no | 1990-04-01 | no | Currently in Use | Gas (Historical Use) | 12000 | Fiberglass Double Walled | 1990-01-01 | Double-Walled Flex | Pressurized
9044065 | 1 | [5 empty] | Removed from Ground | Diesel | 5000 | Bare Steel | 1976-01-01 | Unknown
9044065 | 2 | [5 empty] | Removed from Ground | Diesel | 5000 | Bare Steel | 1976-01-01 | Unknown
9044065 | 3 | [5 empty] | Removed from Ground | Diesel | 5000 | Bare Steel | 1976-01-01 | Unknown
9044066 | 1 | [5 empty] | Removed from Ground | Diesel | 10000 | Bare Steel | 1979-01-01 | Galvanized Steel
9044066 | 2 | [5 empty] | Removed from Ground | Gas (Historical Use) | 6000 | Bare Steel | 1979-01-01 | Galvanized Steel
9044066 | 3 | [5 empty] | Removed from Ground | Gas (Historical Use) | 6000 | Bare Steel | 1979-01-01 | Galvanized Steel
9044067 | 1 | [5 empty] | Removed from Ground | Diesel | 10000 | Cathodically Protected Steel | 1987-01-01 | Galvanized Steel
9044069 | 1 | [5 empty] | Removed from Ground | Gas (Historical Use) | 1000 | Bare Steel | 1977-01-01 | Bare Steel
9044069 | 2 |  |  | yes |  | yes | Removed from Ground | Used Oil | 500 | Bare Steel | 1980-01-01 | Unknown
9044070 | 1 | Ball Float | 1994-08-04 |  | 1994-08-04 |  | Currently in Use | Gas (Historical Use) | 10000 | Galvanic (STIP-3) | 1988-01-01 | Fiberglass Reinforced Plastic | Pressurized
9044070 | 2 | Ball Float | 1994-08-04 |  | 1994-08-04 |  | Currently in Use | Gas (Historical Use) | 10000 | Galvanic (STIP-3) | 1988-01-01 | Fiberglass Reinforced Plastic | Pressurized
9044070 | 3 | Ball Float | 1994-08-04 |  | 1994-08-04 |  | Currently in Use | Gas (Historical Use) | 10000 | Galvanic (STIP-3) | 1988-01-01 | Fiberglass Reinforced Plastic | Pressurized
9044070 | 4 | Flapper Valve | 1994-08-04 |  | 1994-08-04 |  | Currently in Use | Diesel | 10000 | Galvanic (STIP-3) | 1988-01-01 | Fiberglass Reinforced Plastic | Pressurized
9044071 | 1 |  | 1990-04-01 |  | 1990-04-01 |  | Removed from Ground | Diesel | 10000 | Fiberglass | 1986-01-01 | Fiberglass Reinforced Plastic | Pressurized
9044071 | 2 |  | 1990-04-01 |  | 1990-04-01 |  | Removed from Ground | Diesel | 10000 | Fiberglass | 1986-01-01 | Fiberglass Reinforced Plastic | Pressurized
9044071 | 3 | [5 empty] | Removed from Ground | Other | 6000 | Bare Steel | 1978-01-01 | Bare Steel | Safe Suction (Euro)
9044071 | 4 |  |  | yes |  | yes | Removed from Ground | Used Oil | 1500 | Bare Steel | 1978-01-01 | Bare Steel | Gravity Fed
9044071 | 5 |  | 1991-07-01 |  | 1991-07-01 |  | Removed from Ground | Gas (Historical Use) | 10000 | Composite | 1991-07-01 | Fiberglass Reinforced Plastic | Pressurized
9044071 | 6 |  |  | yes |  | yes | Removed from Ground | Used Oil | 500 | Bare Steel | 1983-04-24 | Unknown
9044073 | 1 | Flapper Valve | 1998-01-01 |  | 1998-01-01 |  | Removed from Ground | Diesel | 10000 | Bare Steel | 1970-01-01 | Cathodically Protected | Pressurized
9044073 | 2 | [5 empty] | Removed from Ground | Diesel | 10000 | Bare Steel | 1993-01-14 | Bare Steel | Suction (American)
9044073 | 3 |  |  | yes |  | yes | Removed from Ground | Used Oil | 1000 | Bare Steel | 1993-01-14 | Bare Steel | Suction (American)
9044075 | 1 | [5 empty] | Removed from Ground | Diesel | 8000 | Cathodically Protected Steel | 1989-01-01 | Fiberglass Reinforced Plastic
9044076 | 1 |  |  | yes |  | yes | Removed from Ground | Used Oil | 500 | Bare Steel |  | Galvanized Steel
9044077 | 1 |  |  | no |  | no | Removed from Ground | Diesel | 1500 | Bare Steel | 1962-01-01
9044077 | 2 |  | 1989-05-02 | no | 1989-05-02 | no | Removed from Ground |  | 3000 |  | 1989-05-02 | Copper | Suction (American)
9044077 | 3 | Overfill Alarm | 1998-01-15 | no | 1998-01-15 | no | Currently in Use | Diesel | 6000 | Fiberglass Double Walled | 1998-01-15 | Copper | Pressurized
9044079 | 1 | [5 empty] | Removed from Ground | Diesel | 8000 | Bare Steel | 1965-01-01 | Bare Steel
9044079 | 2 |  |  | yes |  | yes | Removed from Ground | Used Oil | 2000 | Marked Unknown | 1999-04-16 | Unknown
9044079 | 3 | [5 empty] | Removed from Ground | Other | 2000 | Marked Unknown | 1999-04-16 | Unknown
9044079 | 4 | [5 empty] | Removed from Ground | Other | 3000 | Marked Unknown | 1999-04-16 | Unknown
9044080 | 1 | [5 empty] | Removed from Ground | Gas (Historical Use) | 2000 | Bare Steel | 1991-12-09 | Bare Steel | Safe Suction (Euro)
9044080 | 4 |  |  | yes |  | yes | Removed from Ground | Used Oil | 300 | Bare Steel | 1997-04-01 | Bare Steel | Gravity Fed
9044080 | 5 |  |  | yes |  | yes | Removed from Ground | Used Oil | 300 | Bare Steel | 1997-04-01 | Bare Steel | Gravity Fed
9044080 | 6 |  |  | yes |  | yes | Removed from Ground | Used Oil | 300 | Bare Steel | 1997-04-01 | Bare Steel | Gravity Fed
9044081 | 1 | [5 empty] | Removed from Ground | Diesel | 6000 | Bare Steel | 1980-05-13 | Copper | Suction (American)
9044081 | 2 | [5 empty] | Closed in Ground | Other | 1500 | Bare Steel | 1966-01-01 | Copper | Suction (American)
9044081 | 3 | Flapper Valve | 1996-12-03 | no | 1996-12-03 | no | Currently in Use | Diesel | 5000 | Fiberglass Double Walled | 1994-05-26 | Fiberglass Reinforced Plastic | Suction (American)
9044082 | 1 | Ball Float | 1995-09-01 | no | 1991-01-01 | no | Currently in Use | Regular | 12000 | Fiberglass | 1991-01-01 | Fiberglass Reinforced Plastic | Pressurized
9044082 | 2 | Ball Float | 1995-09-05 | no | 1991-01-01 | no | Currently in Use | Plus | 10000 | Fiberglass | 1991-01-01 | Fiberglass Reinforced Plastic | Pressurized
9044082 | 3 | Ball Float | 1995-09-01 | no | 1991-01-01 | no | Currently in Use | Premium | 10000 | Fiberglass | 1991-01-01 | Fiberglass Reinforced Plastic | Pressurized
9044082 | 4 | Ball Float | 1995-09-01 | no | 1991-01-01 | no | Currently in Use | Diesel | 10000 | Fiberglass | 1991-01-01 | Fiberglass Reinforced Plastic | Pressurized
9044084 | 1 | [5 empty] | Removed from Ground | Gas (Historical Use) | 10000 | Fiberglass | 1988-06-01 | Fiberglass Reinforced Plastic | Pressurized
9044084 | 2 | [5 empty] | Removed from Ground | Gas (Historical Use) | 10000 | Fiberglass | 1989-01-01 | Fiberglass Reinforced Plastic | Pressurized
9044084 | 3 | [5 empty] | Removed from Ground | Gas (Historical Use) | 10000 | Fiberglass | 1989-01-01 | Fiberglass Reinforced Plastic | Pressurized
9044085 | 1 | [5 empty] | Removed from Ground | Gas (Historical Use) | 6000 | Bare Steel | 1967-01-01 | Galvanized Steel | Safe Suction (Euro)
9044085 | 2 | [5 empty] | Removed from Ground | Gas (Historical Use) | 3000 | Bare Steel | 1973-01-01 | Galvanized Steel | Safe Suction (Euro)
9044085 | 3 | [5 empty] | Removed from Ground | Diesel | 1000 | Bare Steel | 1967-01-01 | Galvanized Steel | Safe Suction (Euro)
9044086 | 1 | [5 empty] | Removed from Ground | Gas (Historical Use) | 10000 | Bare Steel | 1965-06-01 | Bare Steel | Safe Suction (Euro)
9044086 | 2 | [5 empty] | Removed from Ground | Gas (Historical Use) | 10000 | Bare Steel | 1965-06-01 | Bare Steel | Safe Suction (Euro)
9044087 | 1 | [5 empty] | Removed from Ground | Gas (Historical Use) | 6000 | Bare Steel | 1990-09-21 | Galvanized Steel
9044088 | 1 |  |  | yes |  | yes | Removed from Ground | Used Oil | 550 | Double Walled | 1988-01-01 | Bare Steel
9044088 | 2 |  |  | yes |  | yes | Removed from Ground | Used Oil | 550 | Double Walled | 1988-01-01 | Bare Steel
9044089 | 1 |  |  | yes |  | yes | Removed from Ground | Used Oil | 1000 | Marked Unknown | 1997-10-13 | Galvanized Steel
9044090 | 1 | [5 empty] | Closed in Ground | Gas (Historical Use) | 1000 | Bare Steel | 1968-01-01 | Galvanized Steel
9044091 | 1 | [5 empty] | Removed from Ground | Diesel | 10000 | Marked Unknown | 1989-07-25 | Unknown
9044092 | 1 |  | 1997-12-30 |  | 1997-12-30 |  | Removed from Ground | Diesel | 275 | Composite | 1986-01-01 | Double Walled
9044093 | 1 |  | 2000-12-01 |  | 2000-12-01 |  | Removed from Ground | Diesel | 10000 | Cathodically Protected Steel | 1991-01-01 | Fiberglass Reinforced Plastic | Pressurized
9044093 | 2 |  | 2000-12-01 |  | 2000-12-01 |  | Removed from Ground | Gas (Historical Use) | 10000 | Cathodically Protected Steel | 1991-01-01 | Fiberglass Reinforced Plastic | Pressurized
9044094 | 1 |  | 1991-05-01 |  | 1991-05-01 |  | Removed from Ground | Gas (Historical Use) | 12000 | Tank Jacket | 1991-01-01 | Double Walled | Pressurized
9044094 | 2 |  | 1991-05-01 |  | 1991-05-01 |  | Removed from Ground | Gas (Historical Use) | 12000 | Tank Jacket | 1991-01-01 | Double Walled | Pressurized
9044094 | 3 |  | 1991-05-01 |  | 1991-05-01 |  | Removed from Ground | Gas (Historical Use) | 12000 | Tank Jacket | 1991-01-01 | Double Walled | Pressurized
9044094 | 4 |  | 1993-09-15 |  | 1993-09-15 |  | Removed from Ground | Gas (Historical Use) | 12000 | Tank Jacket | 1991-01-01 | Double Walled | Pressurized
9044095 | 6 | Flapper Valve | 1997-08-15 | no | 1997-08-15 | no | Currently in Use | Diesel | 10000 | Fiberglass | 1997-08-15 | Double-Walled Fiberglass | Pressurized
9044095 | 7 | Flapper Valve | 1997-08-15 | no | 1997-08-15 | no | Currently in Use | Regular | 10000 | Fiberglass | 1997-08-15 | Double-Walled Fiberglass | Pressurized
9044095 | 702D1 | [5 empty] | Removed from Ground | Diesel | 8000 | Bare Steel | 1984-01-01 | Galvanized Steel | Pressurized
9044095 | 702D2 | [5 empty] | Removed from Ground | Diesel | 10000 | Bare Steel | 1984-01-01 | Galvanized Steel | Pressurized
9044095 | 702G1 | [5 empty] | Removed from Ground | Gas (Historical Use) | 1000 | Bare Steel | 1984-01-01 | Galvanized Steel | Pressurized
9044095 | 702G2 | [5 empty] | Removed from Ground | Gas (Historical Use) | 5000 | Bare Steel | 1984-01-01 | Galvanized Steel | Pressurized
9044095 | 702G3 | [5 empty] | Removed from Ground | Gas (Historical Use) | 5000 | Bare Steel | 1984-01-01 | Galvanized Steel | Pressurized
9044096 | 1 | Ball Float | 1993-07-01 | no | 1993-07-01 | no | Currently in Use | Gas (Historical Use) | 12000 | Fiberglass | 1987-11-01 | Copper | Pressurized
9044096 | 2 | Ball Float | 1993-07-01 | no | 1993-07-01 | no | Currently in Use | Gas (Historical Use) | 12000 | Fiberglass | 1987-11-01 | Copper | Pressurized
9044096 | 3 | Ball Float | 1993-07-01 | no | 1993-07-01 | no | Currently in Use | Gas (Historical Use) | 12000 | Fiberglass | 1987-11-01 | Copper | Pressurized
9044097 | 1 |  |  | yes |  | yes | Removed from Ground | Used Oil | 1000 | Bare Steel | 1966-01-01 | Galvanized Steel
9044099 | 1 | [5 empty] | Closed in Ground | Diesel | 500 | Fiberglass | 1986-06-01 | Not Marked
9044099 | 2 | Overfill Alarm | 1994-02-01 |  | 1994-02-01 |  | Currently in Use | Diesel | 600 | Fiberglass Double Walled | 1994-02-16 | Flex | Suction (American)
9044101 | 1 | [5 empty] | Removed from Ground | Gas (Historical Use) | 6000 | Cathodically Protected Steel | 1971-01-01 | Galvanized Steel
9044101 | 2 | [5 empty] | Removed from Ground | Gas (Historical Use) | 8000 | Cathodically Protected Steel | 1986-01-01 | Fiberglass Reinforced Plastic
9044102 | 1 |  | 1999-04-01 |  | 1999-04-01 |  | Removed from Ground | Gas (Historical Use) | 6000 | Steel-Impressed Current | 1999-04-01 | Fiberglass Reinforced Plastic | Pressurized
9044102 | 2 |  | 1999-04-01 |  | 1999-04-01 |  | Removed from Ground | Gas (Historical Use) | 6000 | Steel-Impressed Current | 1999-04-01 | Fiberglass Reinforced Plastic | Pressurized
9044102 | 3 |  | 1999-04-01 |  | 1999-04-01 |  | Removed from Ground | Gas (Historical Use) | 6000 | Steel-Impressed Current | 1999-04-01 | Fiberglass Reinforced Plastic | Pressurized
9044103 | 1 | Ball Float | 1998-03-14 | no | 1998-03-14 | yes | Currently in Use | Regular | 10000 | Galvanic (STIP-3) | 1989-03-14 | Fiberglass Reinforced Plastic | Pressurized
9044103 | 2 | Ball Float | 1998-03-14 | no | 1998-03-14 | yes | Currently in Use | Plus | 10000 | Galvanic (STIP-3) | 1989-03-14 | Fiberglass Reinforced Plastic | Pressurized
9044103 | 3 | Ball Float | 1998-03-14 | no | 1998-03-14 | yes | Currently in Use | Premium | 10000 | Galvanic (STIP-3) | 1989-03-14 | Fiberglass Reinforced Plastic | Pressurized
9044103 | 4 |  | 1998-03-14 | no | 1998-03-14 | yes | Currently in Use | Kerosene | 4000 | Galvanic (STIP-3) | 1989-03-14 | Fiberglass Reinforced Plastic | Suction (American)
9044103 | 5 | Flapper Valve | 1998-03-14 | no | 1998-03-14 | yes | Currently in Use | Diesel | 4000 | Galvanic (STIP-3) | 1989-03-14 | Fiberglass Reinforced Plastic | Suction (American)
9044104 | 1 | [5 empty] | Removed from Ground | Diesel | 2006 | Bare Steel | 1982-01-01 | Bare Steel | Gravity
9044104 | 2 | Flapper Valve | 1994-06-01 | no | 1994-06-01 | no | Currently in Use | Diesel | 2250 | Fiberglass Double Walled | 1994-06-01 | Double-Walled Fiberglass | Suction (American)
9044105 | 1 | Flapper Valve | 1989-01-01 |  | 1989-01-01 |  | Removed from Ground | Diesel | 6000 | Galvanic (STIP-3) | 1989-08-01 | Fiberglass Reinforced Plastic | Safe Suction (Euro)
9044106 | 1 | [5 empty] | Closed in Ground | Diesel | 3000 | Bare Steel | 1973-01-01 | Galvanized Steel
9044106 | 2 | [5 empty] | Closed in Ground | Diesel | 3000 | Bare Steel | 1973-01-01 | Galvanized Steel
9044107 | 1 | Flapper Valve | 1991-04-01 |  | 1991-04-01 |  | Currently in Use | Diesel | 5000 | Galvanic (STIP-3) | 1984-01-01 | Galvanized Steel | Safe Suction (Euro)
9044110 | 1 | Flapper Valve | 1989-01-01 | no | 1989-01-01 | no | Currently in Use | Diesel | 10000 | Fiberglass Double Walled | 1989-01-01 | Fiberglass Reinforced Plastic | Suction (American)
9044112 | 1 |  | 1988-01-01 |  | 1988-01-01 |  | Removed from Ground | Gas (Historical Use) | 10000 | Steel-Impressed Current | 1989-01-01 | Cathodically Protected | Pressurized
9044112 | 2 |  | 1988-01-01 |  | 1988-01-01 |  | Removed from Ground | Gas (Historical Use) | 10000 | Steel-Impressed Current | 1989-01-01 | Cathodically Protected | Pressurized
9044112 | 3 |  | 1988-01-01 |  | 1988-01-01 |  | Removed from Ground | Gas (Historical Use) | 10000 | Steel-Impressed Current | 1989-01-01 | Cathodically Protected | Pressurized
9044112 | 4 |  | 1988-01-01 |  | 1988-01-01 |  | Removed from Ground | Kerosene | 4000 | Steel-Impressed Current | 1989-01-01 | Cathodically Protected | Pressurized
9044113 | 1 | Flapper Valve | 1994-01-01 | no | 1994-01-01 | no | Currently in Use | Diesel | 2000 | Composite | 1994-01-01 |  | Safe Suction (Euro)
9044115 | 1 | [5 empty] | Removed from Ground | Gas (Historical Use) | 10000 | Bare Steel | 1975-01-01 | Galvanized Steel
9044115 | 10 | [5 empty] | Removed from Ground | Diesel | 275 | Bare Steel | 1986-05-01 | Galvanized Steel
9044115 | 11 |  | 1990-01-01 |  | 1990-01-01 |  | Currently in Use | Diesel | 20000 | Galvanic (STIP-3) | 1990-10-01 | Double-Walled Fiberglass | Pressurized
9044115 | 12 |  | 1990-01-01 |  | 1990-01-01 |  | Currently in Use | Diesel | 20000 | Galvanic (STIP-3) | 1990-10-01 | Double-Walled Fiberglass | Pressurized
9044115 | 2 | [5 empty] | Removed from Ground | Diesel | 10000 | Bare Steel | 1965-05-06 | Galvanized Steel
9044115 | 3 | [5 empty] | Removed from Ground | Diesel | 20000 | Bare Steel | 1975-05-04 | Galvanized Steel
9044115 | 4 | [5 empty] | Removed from Ground | Diesel | 20000 | Bare Steel | 1975-05-04 | Galvanized Steel
9044115 | 5 | [5 empty] | Removed from Ground | Diesel | 10000 | Bare Steel | 1957-05-08 | Galvanized Steel
9044115 | 6 | [5 empty] | Removed from Ground | Gas (Historical Use) | 10000 | Bare Steel | 1957-05-08 | Galvanized Steel
9044115 | 7 |  |  | yes |  | yes | Removed from Ground | Used Oil | 6000 | Bare Steel | 1965-05-06 | Galvanized Steel
9044115 | 8 | [5 empty] | Removed from Ground | Other | 8000 | Bare Steel | 1965-05-06 | Galvanized Steel
9044117 | 1 | [5 empty] | Removed from Ground | Diesel | 1000 | Cathodically Protected Steel | 1987-01-01 | Bare Steel
9044118 | 1 | [5 empty] | Removed from Ground | Diesel | 10000 | Bare Steel | 1969-03-01 | Galvanized Steel | Pressurized
9044118 | 10 | [5 empty] | Removed from Ground | Other | 10000 | Bare Steel | 1969-03-01 | Galvanized Steel | Suction (American)
9044118 | 11 | Flapper Valve | 1993-10-06 |  | 1993-10-06 |  | Removed from Ground | Diesel | 20000 | Fiberglass Double Walled | 1993-10-06 | Double-Walled Fiberglass | Pressurized
9044118 | 12 | Flapper Valve | 1993-10-06 |  | 1993-10-06 |  | Removed from Ground | Diesel | 20000 | Fiberglass Double Walled | 1993-10-06 | Double-Walled Fiberglass | Pressurized
9044118 | 13 | Flapper Valve | 1993-10-06 |  | 1993-10-06 |  | Removed from Ground | Diesel | 20000 | Fiberglass Double Walled | 1993-10-06 | Double-Walled Fiberglass | Pressurized
9044118 | 14 | Flapper Valve | 1993-10-06 |  | 1993-10-06 |  | Removed from Ground | New Oil | 8000 | Fiberglass Double Walled | 1993-10-06 | Double-Walled Fiberglass | Suction (American)
9044118 | 15 | Flapper Valve | 1993-10-06 |  | 1993-10-06 |  | Removed from Ground | Hazardous Substance | 6000 | Fiberglass Double Walled | 1993-10-06 | Double-Walled Fiberglass | Suction (American)
9044118 | 16 |  | 1993-10-06 | yes | 1993-10-06 | yes | Removed from Ground | Used Oil | 2500 | Fiberglass Double Walled | 1993-12-14 | Steel/FG Secondary containment | Gravity Fed
9044118 | 2 | [5 empty] | Removed from Ground | Diesel | 10000 | Bare Steel | 1969-01-01 | Galvanized Steel | Pressurized
9044118 | 3 | [5 empty] | Removed from Ground | Diesel | 10000 | Bare Steel | 1969-01-01 | Galvanized Steel | Pressurized
9044118 | 4 | [5 empty] | Removed from Ground | Diesel | 10000 | Bare Steel | 1974-04-01 | Galvanized Steel | Pressurized
9044118 | 5 | [5 empty] | Removed from Ground | Diesel | 10000 | Bare Steel | 1974-04-01 | Galvanized Steel | Pressurized
9044118 | 6 |  |  | yes |  | yes | Removed from Ground | Used Oil | 2000 | Bare Steel | 1969-03-01 | Galvanized Steel | Gravity Fed
9044118 | 7 | [5 empty] | Removed from Ground | Gas (Historical Use) | 10000 | Bare Steel | 1974-04-01 | Galvanized Steel | Pressurized
9044118 | 8 | [5 empty] | Removed from Ground | Gas (Historical Use) | 8000 | Bare Steel | 1969-08-01 | Galvanized Steel | Pressurized
9044118 | 9 | [5 empty] | Removed from Ground | Other | 8000 | Bare Steel | 1969-03-01 | Galvanized Steel | Suction (American)
9044119 | 1 | [5 empty] | Closed in Ground | Diesel | 500 | Marked Unknown | 1982-01-01 | Unknown
9044120 | 1 | [5 empty] | Permanently Out of Use - historical purposes | Gas (Historical Use) | 500 | Bare Steel | 1970-01-01 | Galvanized Steel
9044123 | 1 | Flapper Valve | 1987-01-01 |  | 1987-01-01 |  | Removed from Ground | Gas (Historical Use) | 6000 | Fiberglass | 1968-01-01 | Double-Walled Fiberglass | Pressurized
9044123 | 2 | Flapper Valve | 1987-01-01 |  | 1987-01-01 |  | Removed from Ground | Gas (Historical Use) | 6000 | Fiberglass | 1968-01-01 | Double-Walled Fiberglass | Pressurized
9044123 | 3 | Flapper Valve | 1987-01-01 |  | 1987-01-01 |  | Removed from Ground | Gas (Historical Use) | 6000 | Fiberglass | 1968-01-01 | Double-Walled Fiberglass | Pressurized
9044123 | 4 | Ball Float | 1987-01-01 |  | 1987-01-01 |  | Removed from Ground | Diesel | 6000 | Fiberglass | 1968-01-01 | Double-Walled Fiberglass | Pressurized
9044123 | 5 |  |  | yes |  | yes | Removed from Ground | Used Oil | 600 | Bare Steel | 1968-01-01 | Bare Steel
9044124 | 1 | Ball Float | 1998-12-16 | no | 1998-12-16 | no | Currently in Use | Diesel | 12000 | Composite | 1991-04-01 | Fiberglass Reinforced Plastic | Pressurized
9044124 | 2 | Ball Float | 1998-12-16 | no | 1998-12-16 | no | Currently in Use | Premium | 12000 | Composite | 1991-04-01 | Fiberglass Reinforced Plastic | Pressurized
9044124 | 3 | Ball Float | 1998-12-16 | no | 1998-12-16 | no | Currently in Use | Regular | 12000 | Composite | 1991-04-01 | Fiberglass Reinforced Plastic | Pressurized
9044127 | 1 | Overfill Alarm | 1998-09-01 |  | 1998-09-01 |  | Removed from Ground | Diesel | 20000 | Cathodically Protected Steel | 1976-05-01 | Fiberglass Reinforced Plastic | Pressurized
9044127 | 10 |  | 1998-12-20 | yes | 1998-12-20 | yes | Removed from Ground | Used Oil | 4000 | Fiberglass | 1985-05-01 | Fiberglass Reinforced Plastic | Gravity Fed
9044127 | 11 | [5 empty] | Removed from Ground | Other | 8000 | Epoxy | 1985-05-01 | Galvanized Steel | Suction (American)
9044127 | 2 | Overfill Alarm | 1998-09-01 |  | 1998-09-01 |  | Removed from Ground | Diesel | 20000 | Cathodically Protected Steel | 1976-05-01 | Fiberglass Reinforced Plastic | Pressurized
9044127 | 3 | Overfill Alarm | 1998-09-01 |  | 1998-09-01 |  | Removed from Ground | Diesel | 20000 | Cathodically Protected Steel | 1976-05-01 | Cathodically Protected | Pressurized
9044127 | 4 | Overfill Alarm | 1998-09-01 |  | 1998-09-01 |  | Removed from Ground | Diesel | 20000 | Cathodically Protected Steel | 1976-05-01 | Cathodically Protected | Pressurized
9044127 | 5 | Overfill Alarm | 1998-09-01 |  | 1998-09-01 |  | Removed from Ground | Diesel | 12000 | Cathodically Protected Steel | 1976-05-01 | Fiberglass Reinforced Plastic | Suction (American)
9044127 | 6 | Overfill Alarm | 1998-09-01 |  | 1998-09-01 |  | Removed from Ground | Diesel | 12000 | Cathodically Protected Steel | 1976-05-01 | Fiberglass Reinforced Plastic | Suction (American)
9044127 | 7 | Overfill Alarm | 1998-09-01 |  | 1998-09-01 |  | Removed from Ground | Diesel | 12000 | Cathodically Protected Steel | 1976-05-01 | Fiberglass Reinforced Plastic | Suction (American)
9044127 | 8 | Overfill Alarm | 1998-09-01 |  | 1998-09-01 |  | Removed from Ground | Diesel | 12000 | Cathodically Protected Steel | 1976-05-01 | Fiberglass Reinforced Plastic | Suction (American)
9044127 | 9 |  | 1998-09-01 |  | 1998-09-01 |  | Removed from Ground | Other | 8000 | Fiberglass | 1985-05-01 | Fiberglass Reinforced Plastic | Suction (American)
9044128 | 1 |  | 2011-08-08 |  | 2011-08-08 |  | Removed from Ground | Gas (Historical Use) | 10000 | Galvanic (STIP-3) | 1988-09-01 | Galvanized Steel | Pressurized
9044128 | 2 |  | 2011-08-08 |  | 2011-08-08 |  | Removed from Ground | Gas (Historical Use) | 10000 | Galvanic (STIP-3) | 1988-09-01 | Galvanized Steel | Pressurized
9044128 | 3 |  | 2011-08-08 |  | 2011-08-08 |  | Removed from Ground | Gas (Historical Use) | 10000 | Galvanic (STIP-3) | 1988-09-01 | Galvanized Steel | Pressurized
9044128 | 4 |  | 2011-08-08 |  | 2011-08-08 |  | Removed from Ground | Diesel | 10000 | Galvanic (STIP-3) | 1988-09-01 | Galvanized Steel | Pressurized
9044129 | 1 | [5 empty] | Removed from Ground | Gas (Historical Use) | 1000 | Bare Steel | 1961-01-01 | Bare Steel
9044129 | 2 | [5 empty] | Removed from Ground | Diesel | 1000 | Bare Steel | 1987-01-01 | Bare Steel
9044132 | 1 | Ball Float | 1998-04-01 |  | 1998-04-01 |  | Temporarily out of use | Gas (Historical Use) | 10000 | Fiberglass | 1989-01-01 | Fiberglass Reinforced Plastic | Pressurized
9044132 | 2 | Ball Float | 1998-04-01 |  | 1998-04-01 |  | Temporarily out of use | Diesel | 10000 | Fiberglass | 1989-01-01 | Fiberglass Reinforced Plastic | Pressurized
9044132 | 3 | Ball Float | 1998-04-01 |  | 1998-04-01 |  | Temporarily out of use | Diesel | 10000 | Fiberglass | 1989-01-01 | Fiberglass Reinforced Plastic | Pressurized
9044132 | 4 | Ball Float | 1998-04-01 |  | 1998-04-01 |  | Temporarily out of use | New Oil | 2000 | Fiberglass | 1989-01-01 | Fiberglass Reinforced Plastic | Safe Suction (Euro)
9044132 | 5 | Ball Float | 2008-08-05 | yes | 1998-04-01 | yes | Temporarily out of use | Used Oil | 1000 | Fiberglass | 1989-01-01 | Fiberglass Reinforced Plastic | Gravity Fed
9044133 | 1 | Ball Float | 1989-10-12 |  | 1989-10-12 | yes | Currently in Use | Gas (Historical Use) | 8000 | Galvanic (STIP-3) | 1989-01-01 | Fiberglass Reinforced Plastic | Pressurized
9044133 | 2 | Ball Float | 1989-10-12 |  | 1989-10-12 | yes | Currently in Use | Gas (Historical Use) | 8000 | Galvanic (STIP-3) | 1989-01-01 | Fiberglass Reinforced Plastic | Pressurized
9044133 | 3 | Ball Float | 1989-10-12 |  | 1989-10-12 | yes | Currently in Use | Gas (Historical Use) | 8000 | Galvanic (STIP-3) | 1989-01-01 | Fiberglass Reinforced Plastic | Pressurized
9044134 | 1 | [5 empty] | Removed from Ground | Diesel | 3500 | Bare Steel | 1981-01-01 | Bare Steel
9044135 | 1 |  | 1989-06-01 |  | 1989-06-01 |  | Removed from Ground | Empty | 12000 | Tank Jacket | 1989-01-01 | Fiberglass Reinforced Plastic | Pressurized
9044135 | 2 |  | 1989-06-01 |  | 1989-06-01 |  | Removed from Ground | Empty | 12000 | Tank Jacket | 1989-01-01 | Fiberglass Reinforced Plastic | Pressurized
9044135 | 3 |  | 1989-06-01 |  | 1989-06-01 |  | Removed from Ground | Empty | 12000 | Double Walled | 1989-01-01 | Fiberglass Reinforced Plastic | Pressurized
9044136 | 1 | Ball Float | 1989-07-19 |  | 1989-07-19 |  | Currently in Use | Gas (Historical Use) | 8000 | Steel-Impressed Current | 1989-07-19 | Double-Walled Fiberglass | Pressurized
9044136 | 2 | Ball Float | 1989-07-19 |  | 1989-07-19 |  | Currently in Use | Gas (Historical Use) | 8000 | Steel-Impressed Current | 1989-07-19 | Double-Walled Fiberglass | Pressurized
9044136 | 3 | Ball Float | 1989-07-19 |  | 1989-07-19 |  | Currently in Use | Gas (Historical Use) | 8000 | Steel-Impressed Current | 1989-07-19 | Double-Walled Fiberglass | Pressurized
9044137 | 1 | Ball Float | 1998-11-01 | no | 1998-11-01 | no | Currently in Use | Regular | 10000 | Galvanic (STIP-3) | 1985-01-01 | Fiberglass Reinforced Plastic | Pressurized
9044137 | 2 | Ball Float | 1998-11-01 | no | 1998-11-01 | no | Currently in Use | Plus | 10000 | Galvanic (STIP-3) | 1985-01-01 | Fiberglass Reinforced Plastic | Pressurized
9044137 | 3 | Ball Float | 1998-11-01 | no | 1998-11-01 | no | Currently in Use | Premium | 10000 | Galvanic (STIP-3) | 1985-01-01 | Fiberglass Reinforced Plastic | Pressurized
9044137 | 4 | Flapper Valve | 1998-11-01 | no | 1998-11-01 | no | Currently in Use | Kerosene | 4000 | Galvanic (STIP-3) | 1985-01-01 | Fiberglass Reinforced Plastic | Pressurized
9044138 | 1 | [5 empty] | Removed from Ground | Gas (Historical Use) | 1000 | Bare Steel | 1992-12-19 | Bare Steel | Safe Suction (Euro)
9044138 | 2 | [5 empty] | Removed from Ground | Gas (Historical Use) | 2000 | Bare Steel | 1992-12-19 | Bare Steel | Safe Suction (Euro)
9044139 | 1 | [5 empty] | Currently in Use | Gas (Historical Use) | 0 | Bare Steel |  | Galvanized Steel
9044139 | 2 | [5 empty] | Currently in Use | Gas (Historical Use) | 0 | Bare Steel |  | Galvanized Steel
9044139 | 3 | [5 empty] | Currently in Use | Diesel | 0 | Bare Steel |  | Galvanized Steel
9044139 | 4 |  |  | yes |  | yes | Currently in Use | Used Oil | 0 | Bare Steel |  | Galvanized Steel
9044140 | 1 | [5 empty] | Removed from Ground | Other | 500 | Bare Steel | 1979-01-01 | Galvanized Steel
9044140 | 2 |  |  | yes |  | yes | Removed from Ground | Used Oil | 1000 | Bare Steel | 1979-01-01 | Galvanized Steel
9044140 | 3 | [5 empty] | Removed from Ground | Other | 500 | Bare Steel | 1979-01-01 | Galvanized Steel
9044144 | 1 | Ball Float | 1991-01-19 |  | 1994-01-19 |  | Currently in Use | Gas (Historical Use) | 10000 | Fiberglass | 1991-01-19 | Fiberglass Reinforced Plastic | Pressurized
9044144 | 2 | Ball Float | 1991-01-19 |  | 1991-01-19 |  | Currently in Use | Gas (Historical Use) | 10000 | Fiberglass | 1991-01-19 | Fiberglass Reinforced Plastic | Pressurized
9044144 | 3 | Ball Float | 1991-01-19 |  | 1991-01-19 |  | Currently in Use | Gas (Historical Use) | 10000 | Fiberglass | 1991-01-19 | Fiberglass Reinforced Plastic | Pressurized
9044144 | 4 | Ball Float | 1991-01-19 |  | 1991-01-19 |  | Currently in Use | Diesel | 2000 | Fiberglass | 1991-01-19 | Fiberglass Reinforced Plastic | Pressurized
9044145 | 1 |  |  | yes |  | yes | Removed from Ground | Used Oil | 500 | Bare Steel |  | Galvanized Steel
9044147 | 1 |  | 1998-10-05 |  | 1998-10-05 |  | Removed from Ground | Diesel | 8000 | Double Walled | 1991-01-01 | Galvanized Steel | Suction (American)
9044148 | 1 | [5 empty] | Removed from Ground | Gas (Historical Use) | 3000 | Bare Steel | 1976-01-01 | Galvanized Steel
9044148 | 2 | [5 empty] | Removed from Ground | Gas (Historical Use) | 10000 | Bare Steel | 1976-01-01 | Galvanized Steel
9044148 | 3 |  |  | yes |  | yes | Removed from Ground | Used Oil | 550 | Bare Steel | 1976-01-01 | Galvanized Steel | Gravity Fed
9044150 | 1 |  |  | no |  | no | Removed from Ground |  | 12000 | Bare Steel | 1975-01-01 | Bare Steel | Suction (American)
9044150 | 2 |  |  | no |  | no | Removed from Ground | Diesel | 1000 | Bare Steel | 1961-06-18
9044150 | 3 | Flapper Valve | 1995-05-23 | no | 1995-05-23 | no | Currently in Use | Diesel | 8000 | Fiberglass Double Walled | 1995-05-23 | Fiberglass Reinforced Plastic | Suction (American)
9044151 | 1 | [5 empty] | Removed from Ground | Empty | 10000 | Bare Steel | 1973-01-01 | Bare Steel
9044152 | 1 |  | 1990-09-01 |  | 1990-09-01 |  | Removed from Ground | Gas (Historical Use) | 12000 | Tank Jacket | 1991-01-01 | Double Walled | Pressurized
9044152 | 2 |  | 1990-09-01 |  | 1990-09-01 |  | Removed from Ground | Gas (Historical Use) | 12000 | Tank Jacket | 1991-01-01 | Double Walled | Pressurized
9044152 | 3 |  | 1990-09-01 |  | 1990-09-01 |  | Removed from Ground | Gas (Historical Use) | 12000 | Tank Jacket | 1991-01-01 | Double Walled
9044153 | 1 | [5 empty] | Removed from Ground | Diesel | 10000 | Bare Steel | 1975-01-01 | Galvanized Steel | Suction (American)
9044153 | 2 | [5 empty] | Removed from Ground | Gas (Historical Use) | 10000 | Bare Steel | 1975-01-01 | Galvanized Steel | Suction (American)
9044154 | 1 | [5 empty] | Removed from Ground | Diesel | 1000 | Bare Steel | 1977-01-01 | Galvanized Steel
9044154 | 2 | [5 empty] | Removed from Ground | Diesel | 1000 | Bare Steel | 1977-01-01 | Galvanized Steel
9044155 | 1 | [5 empty] | Removed from Ground | Diesel | 1000 | Bare Steel | 1968-01-01 | Galvanized Steel | Suction (American)
9044157 | 1 | Flapper Valve | 1998-05-14 | no | 1998-05-14 | no | Currently in Use | Jet fuel | 10000 | Steel-Impressed Current | 1983-11-04 | Steel (Impressed Current) | Pressurized
9044158 | 1 |  | 1992-12-14 |  | 1992-12-14 |  | Temporarily out of use | Other | 8000 | Cathodically Protected Steel | 1983-11-01 | Galvanized Steel | Pressurized
9044158 | 2 |  | 1992-12-14 |  | 1992-12-14 |  | Temporarily out of use | Other | 4000 | Cathodically Protected Steel | 1983-11-01 | Galvanized Steel | Pressurized
9044160 | 1 | [5 empty] | Removed from Ground | Diesel | 3000 | Bare Steel | 1975-01-01 | Galvanized Steel
9044160 | 2 | [5 empty] | Removed from Ground | Diesel | 4000 | Bare Steel | 1974-01-01 | Galvanized Steel
9044161 | 1 | [5 empty] | Removed from Ground | Diesel | 2000 | Marked Unknown | 1992-03-02 | Unknown
9044161 | 2 | [5 empty] | Removed from Ground | Diesel | 2000 | Marked Unknown | 1992-03-02 | Unknown
9044161 | 3 |  |  | yes |  | yes | Removed from Ground | Used Oil | 2000 | Marked Unknown | 1992-03-02 | Unknown
9044162 | 1 | Ball Float | 1998-03-01 |  | 1998-03-01 |  | Currently in Use | Gas (Historical Use) | 10000 | Steel-Impressed Current | 1982-01-01 | Steel (Impressed Current) | Pressurized
9044162 | 2 | Ball Float | 1998-03-01 |  | 1998-03-01 |  | Currently in Use | Gas (Historical Use) | 10000 | Steel-Impressed Current | 1982-01-01 | Steel (Impressed Current) | Pressurized
9044162 | 3 | Ball Float | 1998-03-01 |  | 1998-03-01 |  | Currently in Use | Gas (Historical Use) | 6000 | Steel-Impressed Current | 1982-01-01 | Steel (Impressed Current) | Pressurized
9044163 | 1 | Ball Float | 1991-01-01 |  | 1991-01-01 |  | Currently in Use | Diesel | 12000 | Fiberglass | 1992-01-15 | Double-Walled Flex | Pressurized
9044163 | 2 | Ball Float | 1991-01-01 |  | 1991-01-01 |  | Currently in Use | Gas (Historical Use) | 12000 | Fiberglass | 1992-01-15 | Double-Walled Flex | Pressurized
9044163 | 3 | Ball Float | 1991-01-01 |  | 1991-01-01 |  | Currently in Use | Gas (Historical Use) | 12000 | Fiberglass | 1992-01-15 | Double-Walled Flex | Pressurized
9044164 | 1 | [5 empty] | Removed from Ground | Gas (Historical Use) | 2000 | Not Marked/Unknown | 1992-02-10 | Not Marked
9044164 | 2 | [5 empty] | Removed from Ground | Diesel | 2000 | Not Marked/Unknown | 1992-02-10 | Not Marked
9044165 | 1 | [5 empty] | Removed from Ground | Gas (Historical Use) | 6000 | Not Marked/Unknown | 1992-02-10 | Not Marked
9044166 | 1-BLUE | [5 empty] | Removed from Ground | Gas (Historical Use) | 10000 | Bare Steel | 1992-02-05 | Bare Steel | Safe Suction (Euro)
9044166 | 2-RED | [5 empty] | Removed from Ground | Gas (Historical Use) | 10000 | Bare Steel | 1992-02-05 | Bare Steel | Safe Suction (Euro)
9044166 | 3 | [5 empty] | Removed from Ground | Empty | 4000 | Not Marked/Unknown |  | Not Marked
9044166 | 4 | [5 empty] | Removed from Ground | Empty | 4000 | Not Marked/Unknown |  | Not Marked
9044167 | 1 | [5 empty] | Removed from Ground | Diesel | 12000 | Fiberglass | 1959-01-01 | Fiberglass Reinforced Plastic | Safe Suction (Euro)
9044167 | 2 | [5 empty] | Removed from Ground | Diesel | 15000 | Fiberglass | 1986-01-01 | Fiberglass Reinforced Plastic
9044167 | 3 | [5 empty] | Removed from Ground | Diesel | 1000 | Bare Steel | 1959-01-01 | Unknown
9044167 | 4 | [5 empty] | Removed from Ground | Diesel | 2500 | Fiberglass | 1987-01-01 | Fiberglass Reinforced Plastic
9044167 | C10SUT08 | Ball Float | 1996-01-01 | no | 1996-01-01 | no | Currently in Use | Diesel | 30000 | Fiberglass Double Walled | 1996-01-01 | Double-Walled Fiberglass | Pressurized
9044167 | C10SUT09 | Ball Float | 1996-01-01 | no | 1996-01-01 | no | Currently in Use | Diesel | 30000 | Fiberglass Double Walled | 1996-01-01 | Double-Walled Fiberglass | Pressurized
9044167 | C10SUT10 | Ball Float | 1996-01-01 | no | 1996-01-01 | no | Currently in Use | Gas (Historical Use) | 600 | Fiberglass Double Walled | 1996-01-01 | Double-Walled Fiberglass | Pressurized
9044167 | C11WUT11 |  | 1998-03-01 |  | 1998-03-01 |  | Removed from Ground | Diesel | 30000 | Double Walled | 1998-01-01 | Secondary Containment | Pressurized
9044167 | C14EUT13 |  | 2003-04-11 | no | 2003-04-11 | no | Currently in Use | Diesel | 30000 | Fiberglass Double Walled | 2003-03-13 | Double-Walled Fiberglass | Gravity Fed
9044167 | C15WUT05 |  | 1996-07-05 |  | 1996-07-05 |  | Removed from Ground | Diesel | 2500 | Fiberglass Double Walled | 1996-07-01 | Double-Walled Fiberglass | Suction (American)
9044167 | C15WUT14 |  | 2004-05-01 | no | 2001-12-19 | no | Currently in Use | Diesel | 2500 | Fiberglass Double Walled | 2001-12-19 | Double-Walled Fiberglass | Suction (American)
9044167 | C16SUT12 |  | 1994-09-30 |  | 1994-09-30 |  | Removed from Ground | Diesel | 12000 | Double Walled | 1995-01-01 | Fiberglass Reinforced Plastic | Pressurized
9044167 | C16SUT15 | Flapper Valve | 2004-11-23 | no | 2004-11-23 | no | Currently in Use | Diesel | 10000 | Fiberglass Double Walled | 2004-11-23 | Double-Walled Fiberglass | Pressurized
9044167 | C21UT16 |  | 2005-01-10 | no | 2005-01-10 | no | Currently in Use | Diesel | 15000 | Fiberglass Double Walled | 2005-01-05 | Double Walled/Sec. Containment | Pressurized
9044167 | UST-15W |  |  | no |  | no | Removed from Ground | Diesel | 2500 | Unknown | 1996-03-18 | Unknown
9044167 | UST-6E |  |  | no |  | no | Removed from Ground | Diesel | 1000 | Unknown | 1996-03-18 | Unknown
9044171 | 1 | [5 empty] | Removed from Ground | Gas (Historical Use) | 500 | Bare Steel | 1962-01-01 | Unknown
9044171 | 2 | [5 empty] | Removed from Ground | Gas (Historical Use) | 500 | Bare Steel | 1962-01-01 | Unknown
9044171 | 3 | [5 empty] | Removed from Ground | Gas (Historical Use) | 500 | Bare Steel | 1962-01-01 | Unknown
9044172 | 1 |  |  | yes |  | yes | Permanently Out of Use - historical purposes | Used Oil | 550 | Bare Steel |  | Galvanized Steel
9044173 | 1 | [5 empty] | Removed from Ground | Other | 10000 | Marked Unknown | 1993-02-08 | Unknown
9044174 | 1 | [5 empty] | Removed from Ground | Diesel | 20000 | Bare Steel | 1992-02-24 | Galvanized Steel | Pressurized
9044175 | 1 | [5 empty] | Removed from Ground | Diesel | 12000 | Bare Steel | 1982-01-01 | Galvanized Steel
9044176 | 1 | [5 empty] | Removed from Ground | Diesel | 550 | Bare Steel | 1984-01-01 | Copper
9044180 | 3913-1 | [5 empty] | Removed from Ground | Diesel | 275 | Bare Steel |  | Unknown | Pressurized
9044180 | 3913-2 | [5 empty] | Removed from Ground | Diesel | 275 | Bare Steel |  | Unknown | Pressurized
9044180 | 3920-1 | [5 empty] | Removed from Ground | Gas (Historical Use) | 5000 | Marked Unknown | 2002-07-18 | Unknown | Pressurized
9044181 | 1 | [5 empty] | Removed from Ground | Gas (Historical Use) | 3000 | Bare Steel | 1972-01-01 | Bare Steel | Safe Suction (Euro)
9044182 | 1 | [5 empty] | Removed from Ground | Gas (Historical Use) | 10000 | Cathodically Protected Steel | 1987-02-01 | Galvanized Steel | Pressurized
9044182 | 2 | [5 empty] | Removed from Ground | Diesel | 5000 | Cathodically Protected Steel | 1987-02-01 | Galvanized Steel | Pressurized
9044182 | 3 |  |  | yes |  | yes | Removed from Ground | Used Oil | 1000 | Cathodically Protected Steel | 1987-02-01 | Galvanized Steel | Gravity Fed
9044183 | 1 |  |  | yes |  | yes | Removed from Ground | Used Oil | 550 | Bare Steel | 1993-12-13 | Unknown
9044183 | 2 | [5 empty] | Removed from Ground | Kerosene | 550 | Bare Steel | 1993-12-13 | Unknown
9044183 | 3 | [5 empty] | Closed in Ground | Gas (Historical Use) | 5000 | Bare Steel | 1993-12-13 | Unknown
9044183 | 4 | [5 empty] | Closed in Ground | Gas (Historical Use) | 5000 | Bare Steel | 1993-12-13 | Unknown
9044183 | 5 | [5 empty] | Closed in Ground | Gas (Historical Use) | 10000 | Bare Steel | 1993-12-13 | Unknown
9044183 | 6 | [5 empty] | Permanently Out of Use - historical purposes | Other | 10000 | Bare Steel |  | Unknown
9044184 | 1 | [5 empty] | Removed from Ground | Diesel | 10000 | Bare Steel | 1980-11-15 | Bare Steel | Suction (American)
9044184 | 2 | Flapper Valve | 1998-12-14 |  | 1998-12-14 |  | Removed from Ground | Diesel | 10000 | Composite | 1998-12-18 | Double-Walled Flex | Pressurized
9044184 | 3 | Flapper Valve | 2006-12-29 | no | 2006-12-29 | no | Currently in Use | Diesel | 20000 | Fiberglass Double Walled | 2005-04-01 | Double-Walled Fiberglass | Pressurized
9044184 | 4 | Flapper Valve | 2006-12-29 | no | 2006-12-29 | no | Currently in Use | Diesel | 20000 | Fiberglass Double Walled | 2005-04-01 | Double-Walled Fiberglass | Pressurized
9044186 | 1 | [5 empty] | Removed from Ground | Diesel | 500 | Bare Steel | 1992-09-18 | Bare Steel | Safe Suction (Euro)
9044187 | 1 | [5 empty] | Removed from Ground | Gas (Historical Use) | 2250 | Marked Unknown | 1971-01-01 | Unknown
9044187 | 2 | [5 empty] | Removed from Ground | Gas (Historical Use) | 2250 | Marked Unknown | 1971-01-01 | Unknown
9044187 | 3 | [5 empty] | Removed from Ground | Gas (Historical Use) | 550 | Marked Unknown | 1940-01-01 | Unknown
9044187 | 4 | [5 empty] | Removed from Ground | Gas (Historical Use) | 550 | Marked Unknown | 1940-01-01 | Unknown
9044187 | 5 | [5 empty] | Removed from Ground | Kerosene | 250 | Marked Unknown | 1993-02-10 | Unknown
9044189 | 1 |  | 1998-12-01 | no | 1994-01-01 | no | Closed in Ground | Diesel | 20000 | Fiberglass | 1983-01-01 | Fiberglass Reinforced Plastic | Pressurized
9044189 | 10 |  | 1998-12-01 | no | 1994-01-01 | no | Closed in Ground |  | 6000 | Fiberglass | 1983-01-01 | Fiberglass Reinforced Plastic | Safe Suction (Euro)
9044189 | 11 |  |  | yes |  | yes | Removed from Ground | Used Oil | 550 | Fiberglass | 1983-01-01 | Bare Steel
9044189 | 12 |  |  | yes |  | yes | Removed from Ground | Used Oil | 550 | Fiberglass | 1983-01-01 | Bare Steel
9044189 | 13 |  |  | yes |  | yes | Closed in Ground | Used Oil | 550 | Fiberglass | 1983-01-01 | Bare Steel
9044189 | 14 | Overfill Alarm | 1998-12-01 | no | 1994-01-01 | no | Currently in Use | New Oil | 6000 | Fiberglass | 1983-01-01 | Fiberglass Reinforced Plastic | Safe Suction (Euro)
9044189 | 15 |  |  | yes | 1994-01-01 | yes | Removed from Ground | Used Oil | 1000 | Fiberglass | 1983-01-01 | Fiberglass Reinforced Plastic
9044189 | 16 | Overfill Alarm | 1998-12-01 | no | 1994-01-01 | no | Currently in Use | Diesel | 4000 | Fiberglass | 1983-01-01 | Fiberglass Reinforced Plastic | Suction (American)
9044189 | 17 | Flapper Valve | 2000-10-26 | yes | 1994-01-01 | no | Temporarily out of use | Diesel | 550 | Fiberglass | 1983-01-01 | Fiberglass Reinforced Plastic | Safe Suction (Euro)
9044189 | 18 | Overfill Alarm | 2010-03-09 | yes | 2000-10-26 | no | Currently in Use | Used Oil | 1000 | Fiberglass Double Walled | 2000-10-26 | Galvanized Steel
9044189 | 2 |  | 1998-12-01 | no | 1994-01-01 | no | Closed in Ground | Diesel | 20000 | Fiberglass | 1983-01-01 | Fiberglass Reinforced Plastic | Pressurized
9044189 | 3 |  | 1998-12-01 | no | 1994-01-01 | no | Closed in Ground | Diesel | 20000 | Fiberglass | 1983-01-01 | Fiberglass Reinforced Plastic | Pressurized
9044189 | 4 |  | 1998-12-01 | no | 1994-01-01 | no | Closed in Ground | Diesel | 20000 | Fiberglass | 1983-01-01 | Fiberglass Reinforced Plastic | Pressurized
9044189 | 5 |  | 1998-12-01 | no | 1994-01-01 | no | Closed in Ground | Gas (Historical Use) | 8000 | Fiberglass | 1983-01-01 | Fiberglass Reinforced Plastic | Suction (American)
9044189 | 6 |  | 1998-12-01 | no | 1994-01-01 | no | Closed in Ground | Gas (Historical Use) | 8000 | Fiberglass | 1983-01-01 | Fiberglass Reinforced Plastic | Suction (American)
9044189 | 7 |  | 1998-12-01 | no | 1994-01-01 | no | Closed in Ground |  | 4000 | Fiberglass | 1983-01-01 | Fiberglass Reinforced Plastic | Safe Suction (Euro)
9044189 | 8 |  | 1998-12-01 | no | 1994-01-01 | no | Closed in Ground |  | 4000 | Fiberglass | 1983-01-01 | Fiberglass Reinforced Plastic | Safe Suction (Euro)
9044189 | 9 |  |  | no |  | no | Closed in Ground |  | 2000 | Fiberglass | 1983-01-01 | Fiberglass Reinforced Plastic | Safe Suction (Euro)
9044190 | 1 | [5 empty] | Removed from Ground | Gas (Historical Use) | 10000 | Bare Steel | 1967-01-01 | Galvanized Steel | Safe Suction (Euro)
9044191 | 1 | [5 empty] | Removed from Ground | Diesel | 3000 | Fiberglass | 1987-01-01 | Copper | Suction (American)
9044191 | 2 |  | 1996-12-19 |  | 1996-12-19 |  | Removed from Ground | Diesel | 2500 | Double Walled | 1996-12-19 | Copper | Suction (American)
9044192 | 1 | [5 empty] | Removed from Ground | Diesel | 10000 | Not Marked/Unknown | 1998-01-05 | Not Marked
9044192 | 2 | [5 empty] | Removed from Ground | Diesel | 560 | Bare Steel | 1974-02-28 | Not Marked | Suction (American)
9044192 | 3 | Flapper Valve | 1998-03-05 |  | 1998-03-05 |  | Removed from Ground | Diesel | 10000 | Composite Double Walled | 1998-05-03 | Double-Walled Flex | Suction (American)
9044193 | 1 | Flapper Valve | 1992-04-01 | no | 1992-04-01 | no | Currently in Use | Regular | 12000 | Fiberglass Double Walled | 1992-04-29 | Double-Walled Flex | Pressurized
9044193 | 2 | Flapper Valve | 1992-04-01 | no | 1992-04-01 | no | Currently in Use | Regular | 12000 | Fiberglass Double Walled | 1992-04-29 | Double-Walled Flex | Pressurized
9044193 | 3 | Flapper Valve | 1992-04-01 | no | 1992-04-01 | no | Currently in Use | Premium | 12000 | Fiberglass Double Walled | 1992-04-29 | Double-Walled Flex | Pressurized
9044194 | 1 |  |  | no |  | no | Removed from Ground | Kerosene | 10000 | Bare Steel | 1972-01-01 | Copper | Suction (American)
9044194 | 2 | Flapper Valve | 1993-01-21 | no | 1993-01-21 | no | Currently in Use | Diesel | 10000 | Composite Double Walled | 1993-01-21 | Copper | Suction (American)
9044195 | 3 | [5 empty] | Removed from Ground | Other | 1000 | Bare Steel | 1980-01-04 | Galvanized Steel | Gravity Fed
9044195 | 4 | [5 empty] | Removed from Ground | Gas (Historical Use) | 10000 | Not Marked/Unknown | 1995-03-01 | Unknown
9044195 | 5A |  | 2010-08-15 | no | 2010-08-15 | no | Currently in Use | New Oil | 4000 | Epoxy Double-Walled | 2010-08-15 | Double-Walled Fiberglass | Safe Suction (Euro)
9044195 | 5B |  | 2010-08-15 | no | 2010-08-15 | no | Currently in Use | New Oil | 4000 | Epoxy Double-Walled | 2010-08-01 | Double-Walled Fiberglass | Safe Suction (Euro)
9044195 | 669248 |  |  | yes |  | yes | Removed from Ground | Used Oil | 2000 | Bare Steel | 1980-01-04 | Galvanized Steel | Gravity Fed
9044195 | 669290 | [5 empty] | Removed from Ground | Other | 1000 | Bare Steel | 1980-01-04 | Galvanized Steel | Suction (American)
9044195 | 6A |  | 2010-08-15 | no | 2010-08-15 | no | Currently in Use | New Oil | 4000 | Epoxy Double-Walled | 2010-08-01 | Double-Walled Fiberglass | Safe Suction (Euro)
9044195 | 6B |  | 2010-08-15 | no | 2010-08-15 | no | Currently in Use | New Oil | 4000 | Epoxy Double-Walled | 2010-08-01 | Double-Walled Fiberglass | Safe Suction (Euro)
9044195 | 7A |  | 2010-08-15 | no | 2010-08-15 | no | Currently in Use | New Oil | 4000 | Epoxy Double-Walled | 2010-08-01 | Double-Walled Fiberglass | Safe Suction (Euro)
9044195 | 7B |  | 2010-08-15 | no | 2010-08-15 | no | Currently in Use | New Oil | 4000 | Epoxy Double-Walled | 2010-08-01 | Double-Walled Fiberglass | Safe Suction (Euro)
9044195 | 8A |  | 2010-08-15 | no | 2010-08-15 | no | Currently in Use | New Oil | 4000 | Epoxy Double-Walled | 2010-08-01 | Double-Walled Fiberglass | Safe Suction (Euro)
9044195 | 8B |  | 2010-08-01 | no | 2010-08-01 | no | Currently in Use | New Oil | 4000 | Epoxy Double-Walled | 2010-08-01 | Double-Walled Fiberglass | Safe Suction (Euro)
9044195 | 9 |  | 2010-08-15 | no | 2010-08-15 | no | Currently in Use | Used Oil | 8000 | Epoxy Double-Walled | 2010-08-01 | Double-Walled Fiberglass | Safe Suction (Euro)
9044196 | 1 | Flapper Valve | 1986-01-01 | no | 1986-01-01 | no | Temporarily out of use | Diesel | 4000 | Fiberglass | 1986-01-01 | Double-Walled Fiberglass | Suction (American)
9044197 | 1 | Ball Float | 1991-02-01 | no | 1991-02-01 | no | Removed from Ground | Gas (Historical Use) | 6000 | Fiberglass Double Walled | 1991-02-01 | Double-Walled Fiberglass | Suction (American)
9044197 | 2 | Flapper Valve | 1991-02-01 | no | 1991-02-01 | no | Temporarily out of use | Gas (Historical Use) | 6000 | Fiberglass Double Walled | 1991-02-01 | Double-Walled Fiberglass | Suction (American)
9044197 | 3 | Flapper Valve | 1991-02-01 | no | 1991-02-01 | no | Temporarily out of use | Diesel | 2500 | Fiberglass Double Walled | 1991-02-01 | Double-Walled Fiberglass | Suction (American)
9044197 | 4 |  |  | yes | 1991-02-01 | yes | Removed from Ground | Used Oil | 560 | Marked Unknown | 1989-01-01
9044198 | 1 | [5 empty] | Removed from Ground | Gas (Historical Use) | 1000 | Not Marked/Unknown | 1992-08-01 | Not Marked
9044198 | 2 | [5 empty] | Removed from Ground | Diesel | 20000 | Bare Steel | 1995-11-14 | Bare Steel | Safe Suction (Euro)
9044199 | 1 | [5 empty] | Removed from Ground | Gas (Historical Use) | 1500 | Bare Steel | 1992-10-08 | Galvanized Steel
9044200 | 1 | [5 empty] | Removed from Ground | Gas (Historical Use) | 5000 | Marked Unknown | 2002-09-05 | Unknown
9044200 | 2 | [5 empty] | Removed from Ground | Gas (Historical Use) | 5000 | Marked Unknown | 2002-09-05 | Unknown
9044200 | 3 | [5 empty] | Removed from Ground | Gas (Historical Use) | 5000 | Marked Unknown | 2002-09-05 | Unknown
9044200 | 4 | [5 empty] | Removed from Ground | Gas (Historical Use) | 5000 | Marked Unknown | 2002-09-05 | Unknown
9044201 | 1 | [5 empty] | Removed from Ground | Gas (Historical Use) | 10000 | Marked Unknown | 1984-01-01 | Unknown
9044201 | 2 | [5 empty] | Removed from Ground | Gas (Historical Use) | 10000 | Marked Unknown | 1984-01-01 | Unknown
9044201 | 3 | [5 empty] | Removed from Ground | Gas (Historical Use) | 10000 | Marked Unknown | 1984-01-01 | Unknown
9044201 | 4 | [5 empty] | Removed from Ground | Other | 1000 | Marked Unknown | 1984-01-01 | Unknown
9044201 | 5 |  |  | yes |  | yes | Removed from Ground | Used Oil | 550 | Marked Unknown | 1984-01-01 | Unknown
9044202 | 1 | [5 empty] | Currently in Use | Gas (Historical Use) | 0 | Not Marked/Unknown |  | Not Marked
9044203 | 1 | Ball Float | 1995-06-15 | no | 1995-06-15 | no | Currently in Use | Diesel | 10000 | Fiberglass | 1988-01-01 | Fiberglass Reinforced Plastic | Pressurized
9044203 | 2 | Ball Float | 1995-06-15 | no | 1995-06-15 | no | Currently in Use | Regular | 10000 | Fiberglass | 1988-01-01 | Fiberglass Reinforced Plastic | Pressurized
9044203 | 3 | Ball Float | 1995-06-15 | no | 1995-06-15 | no | Currently in Use | Premium | 10000 | Fiberglass | 1988-01-01 | Fiberglass Reinforced Plastic | Pressurized
9044204 | 1 |  |  | yes |  | yes | Removed from Ground | Used Oil | 550 | Fiberglass | 1993-07-20 | Not Marked | Gravity Fed
9044205 | 1 | [5 empty] | Removed from Ground | Gas (Historical Use) | 6000 | Bare Steel | 1984-01-01 | Galvanized Steel
9044205 | 2 | [5 empty] | Removed from Ground | Gas (Historical Use) | 6000 | Bare Steel | 1984-01-01 | Galvanized Steel
9044205 | 3 | [5 empty] | Removed from Ground | Gas (Historical Use) | 6000 | Bare Steel | 1984-01-01 | Galvanized Steel
9044206 | 1 | [5 empty] | Removed from Ground | Other | 4000 | Marked Unknown | 1986-01-01 | Unknown
9044206 | 2 |  |  | yes |  | yes | Removed from Ground | Used Oil | 4000 | Marked Unknown | 1986-01-01 | Unknown
9044206 | 3 | [5 empty] | Removed from Ground | Other | 4000 | Marked Unknown | 1986-01-01 | Unknown
9044207 | 1 | [5 empty] | Removed from Ground | Other | 300 | Marked Unknown |  | Unknown
9044207 | 2 | [5 empty] | Removed from Ground | Other | 1000 | Marked Unknown |  | Unknown
9044207 | 3 | [5 empty] | Currently in Use | Other | 1000 | Marked Unknown |  | Unknown
9044208 | 1 | [5 empty] | Removed from Ground | Diesel | 10000 | Bare Steel | 1965-01-01 | Galvanized Steel | Suction (American)
9044208 | 2 | [5 empty] | Removed from Ground | Diesel | 10000 | Bare Steel | 1976-01-01 | Galvanized Steel | Suction (American)
9044210 | 1 | [5 empty] | Removed from Ground | Gas (Historical Use) | 3000 | Bare Steel | 1993-06-21 | Not Marked
9044211 | 2151-1 | [5 empty] | Removed from Ground | Gas (Historical Use) | 500 | Marked Unknown | 1988-10-02 | Not Marked | Pressurized
9044211 | 2151-2 | [5 empty] | Closed in Ground | Gas (Historical Use) | 1000 | Marked Unknown | 1975-06-01 | Not Marked | Pressurized
9044212 | 1 | [5 empty] | Removed from Ground | Gas (Historical Use) | 0 | Marked Unknown | 1970-01-01 | Unknown
9044214 | 618577 |  | 1993-06-15 | no | 1993-06-15 | no | Temporarily out of use | Diesel | 10000 | Fiberglass | 1993-06-15 | Fiberglass Reinforced Plastic | Pressurized
9044215 | G868913 |  |  | no |  | no | Removed from Ground | Diesel | 1000 | Bare Steel | 1993-01-05 | Galvanized Steel | Suction (American)
9044215 | G868914 |  |  | no |  | no | Removed from Ground | Gas (Historical Use) | 1000 | Bare Steel | 1993-01-05 | Galvanized Steel | Suction (American)
9044215 | L295164 | Flapper Valve | 1993-03-01 |  | 1993-03-01 |  | Currently in Use | Diesel | 1037 | Tank Jacket | 1993-03-01 | Fiberglass Reinforced Plastic | Safe Suction (Euro)
9044215 | L295165 | Flapper Valve | 1993-03-01 |  | 1993-03-01 |  | Currently in Use | Gas (Historical Use) | 1037 | Tank Jacket | 1993-03-01 | Fiberglass Reinforced Plastic | Safe Suction (Euro)
9044218 | 1 | [5 empty] | Currently in Use | Diesel | 30000 | Not Marked/Unknown |  | Not Marked
9044218 | 2 | [5 empty] | Currently in Use | Diesel | 30000 | Not Marked/Unknown |  | Not Marked
9044219 | 1 |  |  | yes |  | yes | Removed from Ground | Used Oil | 550 | Marked Unknown | 1993-05-27 | Unknown
9044219 | 2 |  |  | yes |  | yes | Removed from Ground | Used Oil | 550 | Marked Unknown | 1993-05-27 | Unknown
9044219 | 3 | [5 empty] | Removed from Ground | Gas (Historical Use) | 4000 | Bare Steel | 1965-01-01 | Cathodically Protected | Safe Suction (Euro)
9044219 | 4 | [5 empty] | Removed from Ground | Gas (Historical Use) | 4000 | Bare Steel | 1965-01-01 | Cathodically Protected | Safe Suction (Euro)
9044219 | 5 | [5 empty] | Removed from Ground | Gas (Historical Use) | 4000 | Bare Steel | 1965-01-01 | Cathodically Protected | Safe Suction (Euro)
9044219 | 6 | [5 empty] | Removed from Ground | Diesel | 4000 | Bare Steel | 1965-01-01 | Cathodically Protected | Safe Suction (Euro)
9044220 | 1 |  |  | yes |  | yes | Removed from Ground | Used Oil | 250 | Bare Steel | 1993-07-01 | Unknown | Gravity Fed
9044221 | 1 |  |  | yes |  | yes | Removed from Ground | Used Oil | 1000 | Not Marked/Unknown | 1989-07-19 | Not Marked
9044221 | 2 | [5 empty] | Removed from Ground | Other | 1000 | Not Marked/Unknown | 1989-07-19 | Not Marked
9044222 | 1 | Ball Float | 1991-04-01 |  | 1991-04-01 |  | Currently in Use | Diesel | 2500 | Fiberglass Double Walled | 1991-04-01 | Fiberglass Reinforced Plastic | Pressurized
9044222 | 2 | Ball Float | 1991-04-01 |  | 1991-04-01 |  | Currently in Use | Diesel | 1000 | Fiberglass Double Walled | 1991-04-01 | Fiberglass Reinforced Plastic | Pressurized
9044225 | 1 |  |  | yes |  | yes | Removed from Ground | Used Oil | 500 | Bare Steel | 1993-11-30 | Not Marked | Gravity Fed
9044226 | 1 | [5 empty] | Removed from Ground | Aviation Gas/AV Gas | 100000 | Concrete | 1993-08-19 | Unknown | Pressurized
9044226 | 2 | [5 empty] | Closed in Ground | Aviation Gas/AV Gas | 25000 | Bare Steel | 1993-04-29 | Bare Steel | Pressurized
9044226 | 3 | [5 empty] | Closed in Ground | Aviation Gas/AV Gas | 25000 | Bare Steel | 1993-07-16 | Bare Steel | Pressurized
9044226 | 4 | [5 empty] | Closed in Ground | Aviation Gas/AV Gas | 25000 | Bare Steel | 1993-07-16 | Bare Steel | Pressurized
9044226 | 5 | [5 empty] | Closed in Ground | Aviation Gas/AV Gas | 25000 | Bare Steel | 1993-07-16 | Bare Steel | Pressurized
9044227 | 1 | Flapper Valve | 1988-01-01 |  | 1988-01-01 |  | Removed from Ground | Diesel | 550 | Galvanic (STIP-3) | 1988-01-01 | Double Walled | Suction (American)
9044228 | 2 | [5 empty] | Removed from Ground | Gas (Historical Use) | 2000 | Bare Steel | 1993-07-01 | Galvanized Steel | Safe Suction (Euro)
9044228 | 3 | [5 empty] | Removed from Ground | Empty | 2000 | Bare Steel | 1993-07-01 | Galvanized Steel | Safe Suction (Euro)
9044228 | 4 |  |  | yes |  | yes | Removed from Ground | Empty | 250 | Bare Steel | 1993-07-01 | Galvanized Steel | Safe Suction (Euro)
9044228 | 5 |  |  | yes |  | yes | Removed from Ground | Empty | 250 | Bare Steel | 1993-07-01 | Galvanized Steel | Safe Suction (Euro)
9044228 | 6 | [5 empty] | Removed from Ground | Gas (Historical Use) | 250 | Bare Steel | 1993-07-01 | Galvanized Steel | Safe Suction (Euro)
9044228 | 7 | [5 empty] | Removed from Ground | Gas (Historical Use) | 250 | Bare Steel | 1993-07-01 | Galvanized Steel | Safe Suction (Euro)
9044230 | 1 | [5 empty] | Removed from Ground | Diesel | 1000 | Not Marked/Unknown | 1994-03-18 | Not Marked
9044232 | 1 | Ball Float | 1994-01-31 |  | 1994-01-31 |  | Currently in Use | Diesel | 8000 | Galvanic (STIP-3) | 1994-01-31 | Fiberglass Reinforced Plastic | Pressurized
9044232 | 2 | Ball Float | 1994-01-31 |  | 1994-01-31 |  | Currently in Use | Gas (Historical Use) | 8000 | Galvanic (STIP-3) | 1994-01-31 | Fiberglass Reinforced Plastic | Pressurized
9044232 | 3 | Ball Float | 1994-01-31 |  | 1994-01-31 |  | Currently in Use | Gas (Historical Use) | 8000 | Galvanic (STIP-3) | 1994-01-31 | Fiberglass Reinforced Plastic | Pressurized
9044233 | 1 | [5 empty] | Removed from Ground | Gas (Historical Use) | 0 | Not Marked/Unknown |  | Not Marked
9044234 | PLUS/UL | Ball Float | 1997-11-18 | no | 1997-11-18 | no | Temporarily out of use | Plus | 8000 | Steel-Impressed Current | 1984-07-26 | Fiberglass Reinforced Plastic | Pressurized
9044234 | PRE-UL | Ball Float | 1997-11-18 | no | 1997-11-18 | no | Temporarily out of use | Premium | 8000 | Steel-Impressed Current | 1984-07-26 | Fiberglass Reinforced Plastic | Pressurized
9044234 | UL | Ball Float | 1997-11-18 | no | 1997-11-18 | no | Currently in Use | Gas (Historical Use) | 8000 | Steel-Impressed Current | 1984-07-26 | Fiberglass Reinforced Plastic | Pressurized
9044237 | 1 | [5 empty] | Removed from Ground | Gas (Historical Use) | 8000 | Not Marked/Unknown | 1994-10-02 | Not Marked
9044237 | 2 | [5 empty] | Removed from Ground | Gas (Historical Use) | 8000 | Not Marked/Unknown | 1994-10-02 | Not Marked
9044237 | 3 | [5 empty] | Removed from Ground | Gas (Historical Use) | 8000 | Not Marked/Unknown | 1994-10-02 | Not Marked
9044237 | 4 |  |  | yes |  | yes | Removed from Ground | Used Oil | 550 | Not Marked/Unknown | 1994-10-02 | Not Marked
9044238 | 1 | [5 empty] | Removed from Ground | Gas (Historical Use) | 2000 | Bare Steel | 1982-10-04 | Bare Steel | Safe Suction (Euro)
9044239 | 1 |  | 1998-12-09 |  | 1998-12-09 |  | Removed from Ground | Gas (Historical Use) | 12000 | Steel-Impressed Current | 1970-01-01 | Cathodically Protected | Pressurized
9044239 | 10 |  | 1998-12-09 |  | 1998-12-09 |  | Removed from Ground | Gas (Historical Use) | 10000 | Steel-Impressed Current | 1975-06-10 | Cathodically Protected | Pressurized
9044239 | 11 |  | 1998-12-09 |  | 1998-12-09 |  | Removed from Ground | Diesel | 2000 | Steel-Impressed Current | 1970-01-01 | Cathodically Protected | Suction (American)
9044239 | 2 |  | 1998-12-09 |  | 1998-12-09 |  | Removed from Ground | Gas (Historical Use) | 12000 | Steel-Impressed Current | 1970-01-01 | Cathodically Protected | Pressurized
9044239 | 3 |  | 1998-12-09 |  | 1998-12-09 |  | Removed from Ground | Gas (Historical Use) | 12000 | Steel-Impressed Current | 1970-01-01 | Cathodically Protected | Pressurized
9044239 | 4 |  | 1998-12-09 |  | 1998-12-09 |  | Removed from Ground | Diesel | 12000 | Steel-Impressed Current | 1970-01-01 | Cathodically Protected | Pressurized
9044239 | 5 |  | 1998-12-09 |  | 1998-12-09 |  | Removed from Ground | Diesel | 12000 | Steel-Impressed Current | 1970-01-01 | Cathodically Protected | Pressurized
9044239 | 6 |  | 1998-12-09 |  | 1998-12-09 |  | Removed from Ground | Gas (Historical Use) | 6000 | Steel-Impressed Current | 1970-01-01 | Cathodically Protected | Pressurized
9044239 | 7 |  | 1998-12-09 |  | 1998-12-09 |  | Removed from Ground | Gas (Historical Use) | 4000 | Steel-Impressed Current | 1975-06-10 | Cathodically Protected | Pressurized
9044239 | 8 |  | 1998-12-09 |  | 1998-12-09 |  | Removed from Ground | Diesel | 10000 | Steel-Impressed Current | 1975-06-10 | Cathodically Protected | Pressurized
9044239 | 9 |  | 1998-12-09 |  | 1998-12-09 |  | Removed from Ground | Diesel | 10000 | Steel-Impressed Current | 1970-01-01 | Cathodically Protected | Pressurized
9044240 | 0 | [5 empty] | Removed from Ground | Other | 0 | Not Marked/Unknown |  | Not Marked
9044241 | 1 | [5 empty] | Removed from Ground | Other | 10000 | Bare Steel | 1969-03-15 | Bare Steel | Suction (American)
9044242 | 1 | [5 empty] | Removed from Ground | Gas (Historical Use) | 12000 | Bare Steel | 1976-01-01 | Bare Steel | Pressurized
9044242 | 2 | [5 empty] | Removed from Ground | Gas (Historical Use) | 12000 | Bare Steel | 1976-01-01 | Bare Steel | Pressurized
9044242 | 3 | [5 empty] | Removed from Ground | Gas (Historical Use) | 12000 | Bare Steel | 1976-01-01 | Bare Steel | Pressurized
9044243 | 1 | [5 empty] | Removed from Ground | Gas (Historical Use) | 1000 | Bare Steel | 1997-10-10 | Fiberglass Reinforced Plastic | Suction (American)
9044245 | 1 | [5 empty] | Removed from Ground | Diesel | 15000 | Not Marked/Unknown | 1991-11-26 | Not Marked
9044246 | 1 | [5 empty] | Removed from Ground | Gas (Historical Use) | 10000 | Not Marked/Unknown | 1991-01-01 | Not Marked
9044247 | 1 | [5 empty] | Removed from Ground | Diesel | 10000 | Not Marked/Unknown | 1992-12-01 | Not Marked
9044249 | 1 |  |  | yes |  | yes | Removed from Ground | Used Oil | 500 | Not Marked/Unknown | 1991-07-18 | Not Marked
9044249 | 2 |  |  | no |  | no | Removed from Ground | Used Oil | 500 | Bare Steel | 1983-02-25 | Unknown
9044249 | 3 |  |  | no |  | no | Removed from Ground | Gas (Historical Use) | 2500 | Bare Steel | 1991-07-18 | Unknown
9044249 | 4 |  |  | no |  | no | Removed from Ground | Gas (Historical Use) | 2500 | Bare Steel | 1991-07-18 | Unknown
9044251 | 1 | [5 empty] | Removed from Ground | Gas (Historical Use) | 1000 | Bare Steel | 1969-01-01 | Unknown | Safe Suction (Euro)
9044252 | 1 | [5 empty] | Permanently Out of Use - historical purposes | Gas (Historical Use) | 1500 | Not Marked/Unknown | 1971-06-01 | Not Marked
9044252 | 1D | [5 empty] | Removed from Ground | Diesel | 8000 | Bare Steel | 1971-06-01 | Bare Steel | Suction (American)
9044252 | 2RU | [5 empty] | Removed from Ground | Gas (Historical Use) | 3500 | Bare Steel | 1971-06-01 | Bare Steel | Suction (American)
9044252 | 3RU | [5 empty] | Removed from Ground | Gas (Historical Use) | 3500 | Bare Steel | 1971-06-01 | Bare Steel
9044253 | 1 | [5 empty] | Removed from Ground | Gas (Historical Use) | 500 | Not Marked/Unknown | 1992-06-16 | Not Marked
9044254 | 1 | [5 empty] | Removed from Ground | Diesel | 3000 | Not Marked/Unknown | 1992-06-10 | Not Marked
9044255 | 1 | [5 empty] | Removed from Ground | Diesel | 1000 | Not Marked/Unknown | 1992-08-01 | Not Marked
9044256 | 1 | Ball Float | 1993-06-01 |  | 1993-06-01 |  | Currently in Use | Gas (Historical Use) | 12000 | Epoxy | 1993-05-01 | Double-Walled Fiberglass | Pressurized
9044256 | 2 | Ball Float | 1993-06-01 |  | 1993-06-01 |  | Currently in Use | Gas (Historical Use) | 8000 | Epoxy | 1993-06-01 | Double-Walled Fiberglass | Pressurized
9044256 | 3 | [5 empty] | Removed from Ground | Gas (Historical Use) | 4000 | Not Marked/Unknown | 1992-06-05 | Not Marked
9044256 | 4 | [5 empty] | Removed from Ground | Gas (Historical Use) | 2000 | Not Marked/Unknown | 1992-06-05 | Not Marked
9044257 | 1 | [5 empty] | Permanently Out of Use - historical purposes | Diesel | 1000 | Not Marked/Unknown |  | Not Marked
9044258 | 1 | [5 empty] | Removed from Ground | Empty | 10000 | Bare Steel | 1977-01-01 | Galvanized Steel | Pressurized
9044258 | 2 | [5 empty] | Removed from Ground | Empty | 8000 | Bare Steel | 1966-01-01 | Galvanized Steel | Suction (American)
9044258 | 3 | [5 empty] | Removed from Ground | Empty | 8000 | Bare Steel | 1966-01-01 | Galvanized Steel | Pressurized
9044258 | 4 | [5 empty] | Removed from Ground | Empty | 3000 | Bare Steel | 1966-01-01 | Galvanized Steel | Pressurized
9044258 | 5 | [5 empty] | Removed from Ground | Empty | 1000 | Bare Steel | 1966-01-01 | Galvanized Steel | Suction (American)
9044258 | 6 | [5 empty] | Removed from Ground | Gas (Historical Use) | 3000 | Not Marked/Unknown | 1966-01-01 | Not Marked
9044258 | 7 |  |  | yes |  | yes | Removed from Ground | Used Oil | 560 | Not Marked/Unknown | 1999-06-08 | Not Marked
9044259 | 1 | Ball Float | 1998-11-20 |  | 1998-11-20 |  | Temporarily out of use | Gas (Historical Use) | 3000 | Steel-Impressed Current | 1966-01-01 | Cathodically Protected | Suction (American)
9044259 | 2 | Ball Float | 1998-11-20 |  | 1998-11-20 |  | Temporarily out of use | Gas (Historical Use) | 3000 | Steel-Impressed Current | 1966-01-01 | Cathodically Protected | Suction (American)
9044259 | 3 | Ball Float | 1998-11-20 |  | 1998-11-20 |  | Temporarily out of use | Diesel | 3000 | Steel-Impressed Current | 1986-02-28 | Cathodically Protected | Suction (American)
9044259 | 4 | Ball Float | 1998-11-20 |  | 1998-11-20 |  | Temporarily out of use | Kerosene | 1000 | Steel-Impressed Current | 1986-02-28 | Cathodically Protected | Suction (American)
9044259 | 5 | [5 empty] | Removed from Ground | Empty | 550 | Bare Steel | 1966-01-01 | Galvanized Steel
9044260 | 1 | [5 empty] | Removed from Ground | Gas (Historical Use) | 10000 | Bare Steel | 1982-01-01 | Galvanized Steel | Safe Suction (Euro)
9044260 | 2 | [5 empty] | Removed from Ground | Gas (Historical Use) | 10000 | Bare Steel | 1982-01-01 | Galvanized Steel | Safe Suction (Euro)
9044260 | 3 | [5 empty] | Removed from Ground | Gas (Historical Use) | 10000 | Bare Steel | 1982-01-01 | Galvanized Steel | Safe Suction (Euro)
9044260 | 4 | Ball Float | 1994-11-21 | no | 1994-11-21 | no | Currently in Use | Premium | 10000 | Composite | 1994-11-21 | Fiberglass Reinforced Plastic | Pressurized
9044260 | 5 | Ball Float | 1994-11-21 | no | 1994-11-21 | no | Currently in Use | Regular | 10000 | Composite | 1994-11-21 | Fiberglass Reinforced Plastic | Pressurized
9044260 | 6 | Ball Float | 1994-11-21 | no | 1994-11-21 | no | Currently in Use | Diesel On Road | 10000 | Composite | 1994-11-21 | Fiberglass Reinforced Plastic | Pressurized
9044261 | 1 | [5 empty] | Removed from Ground | Gas (Historical Use) | 550 | Bare Steel | 1987-06-01 | Galvanized Steel | Safe Suction (Euro)
9044261 | 2 | [5 empty] | Removed from Ground | Gas (Historical Use) | 550 | Bare Steel | 1987-06-01 | Galvanized Steel | Safe Suction (Euro)
9044261 | 3 | [5 empty] | Removed from Ground | Diesel | 550 | Bare Steel | 1987-06-01 | Galvanized Steel | Safe Suction (Euro)
9044262 | 1 | [5 empty] | Removed from Ground | Diesel | 8000 | Bare Steel | 1994-07-11 | Not Marked
9044262 | 2 | [5 empty] | Removed from Ground | Diesel | 3000 | Bare Steel | 1994-07-11 | Not Marked
9044262 | 3 | [5 empty] | Removed from Ground | Gas (Historical Use) | 2000 | Bare Steel | 1994-07-11 | Not Marked
9044262 | 4 |  |  | yes |  | yes | Removed from Ground | Used Oil | 1000 | Bare Steel | 1994-07-11 | Not Marked
9044262 | 5 | [5 empty] | Removed from Ground | Diesel | 500 | Bare Steel | 1994-07-11 | Not Marked
9044262 | 6 | [5 empty] | Removed from Ground | Diesel | 1000 | Bare Steel | 1994-07-11 | Not Marked
9044262 | 7 |  |  | yes |  | yes | Removed from Ground | Used Oil | 1000 | Bare Steel | 1994-07-11 | Not Marked
9044263 | 1 | [5 empty] | Removed from Ground | Gas (Historical Use) | 6000 | Bare Steel | 1994-08-18 | Bare Steel | Safe Suction (Euro)
9044264 | 1 | [5 empty] | Removed from Ground | Gas (Historical Use) | 500 | Bare Steel | 1974-08-15 | Bare Steel | Pressurized
9044265 | 721D1 | [5 empty] | Removed from Ground | Diesel | 1000 | Bare Steel | 1997-08-15 | Bare Steel | Safe Suction (Euro)
9044265 | 721G1 | [5 empty] | Removed from Ground | Gas (Historical Use) | 3000 | Bare Steel | 1997-08-15 | Bare Steel | Safe Suction (Euro)
9044265 | 721G2 | [5 empty] | Removed from Ground | Gas (Historical Use) | 3000 | Bare Steel | 1995-11-16 | Bare Steel | Safe Suction (Euro)
9044266 | 1 | [5 empty] | Removed from Ground | Gas (Historical Use) | 2000 | Bare Steel | 1975-01-01 | Galvanized Steel | Suction (American)
9044266 | 2 | [5 empty] | Removed from Ground | Gas (Historical Use) | 1000 | Bare Steel | 1971-01-01 | Galvanized Steel
9044266 | 3 | [5 empty] | Removed from Ground | Diesel | 400 | Marked Unknown | 1975-01-01 | Secondary Containment
9044266 | 4 | [5 empty] | Removed from Ground | Empty | 3000 | Unknown | 1975-01-01 | Galvanized Steel
9044266 | 5 | [5 empty] | Removed from Ground | Empty | 1000 | Unknown | 1975-01-01 | Unknown
9044267 | 1 | Flapper Valve | 1998-09-11 | no | 1998-09-11 | no | Currently in Use | Diesel | 15000 | Fiberglass Double Walled | 1989-03-05 |  | Suction (American)
9044270 | 1 | [5 empty] | Removed from Ground | Gas (Historical Use) | 1000 | Not Marked/Unknown | 1994-10-06 | Not Marked
9044271 | 1 | Ball Float | 1994-06-01 | no | 1994-06-01 | no | Removed from Ground | Regular | 12000 | Fiberglass | 1994-08-12 | Double-Walled Fiberglass | Pressurized
9044271 | 2 | Ball Float | 1994-06-01 | no | 1994-06-01 | no | Removed from Ground | Gas (Historical Use) | 12000 | Fiberglass | 1994-08-12 | Double-Walled Fiberglass | Pressurized
9044271 | 3 | Ball Float | 1994-06-01 | no | 1994-06-01 | no | Removed from Ground | Gas (Historical Use) | 12000 | Fiberglass | 1994-08-12 | Double-Walled Fiberglass | Pressurized
9044271 | 4 |  | 2017-10-01 | no | 2017-10-01 | no | Currently in Use | Gas (Historical Use) | 20000 | Fiberglass Double Walled | 2017-08-01 | Double-Walled Fiberglass | Pressurized
9044271 | 5 |  | 2017-10-01 | no | 2017-10-01 | no | Currently in Use | Gas (Historical Use) | 20000 | Fiberglass Double Walled | 2017-08-01 | Double-Walled Fiberglass | Pressurized
9044271 | 6A |  |  | no |  | no | Currently in Use | Gas (Historical Use) | 10000 | Fiberglass Double Walled | 2017-08-01 | Double-Walled Fiberglass | Pressurized
9044271 | 6B |  | 2017-10-01 | no | 2017-10-01 | no | Currently in Use | Gas (Historical Use) | 9500 | Fiberglass Double Walled | 2017-08-01 | Double-Walled Fiberglass | Pressurized
9044271 | 7 |  | 2017-10-01 | no | 2017-10-01 | no | Currently in Use | Diesel | 12000 |  | 2017-08-01 | Double-Walled Fiberglass | Pressurized
9044272 | 1 | Ball Float | 1994-05-01 | no | 1994-05-01 | no | Currently in Use | Gas (Historical Use) | 12000 |  | 1994-07-01 | Double Walled | Pressurized
9044272 | 2 | Ball Float | 1994-05-01 | no | 1994-05-01 | no | Currently in Use | Gas (Historical Use) | 12000 |  | 1994-07-01 | Double Walled | Pressurized
9044272 | 3 | Ball Float | 1994-05-01 | no | 1994-05-01 | no | Currently in Use | Gas (Historical Use) | 12000 |  | 1994-07-01 | Double Walled | Pressurized
9044274 | 1 |  |  | yes |  | yes | Removed from Ground | Used Oil | 500 | Bare Steel | 1974-01-01 | Bare Steel
9044274 | 2 | [5 empty] | Removed from Ground | Diesel | 1000 | Bare Steel | 1974-01-01 | Bare Steel
9044275 | 1 |  | 1988-01-01 |  | 1988-01-01 |  | Temporarily out of use | Gas (Historical Use) | 10000 | Fiberglass | 1988-01-01 | Fiberglass Reinforced Plastic | Pressurized
9044275 | 2 |  | 1988-01-01 |  | 1988-01-01 |  | Temporarily out of use | Gas (Historical Use) | 10000 | Fiberglass | 1988-01-01 | Fiberglass Reinforced Plastic | Pressurized
9044275 | 3 |  | 1988-01-01 |  | 1988-01-01 |  | Temporarily out of use | Gas (Historical Use) | 10000 | Fiberglass | 1988-01-01 | Fiberglass Reinforced Plastic | Pressurized
9044276 | 1 |  |  | yes |  | yes | Closed in Ground | Used Oil | 250 | Bare Steel | 2007-06-26 | Fiberglass Reinforced Plastic | Gravity Fed
9044280 | 1 | [5 empty] | Closed in Ground | Gas (Historical Use) | 3000 | Bare Steel |  | Bare Steel
9044280 | 2 | [5 empty] | Closed in Ground | Gas (Historical Use) | 3000 | Bare Steel |  | Bare Steel
9044282 | 1 | [5 empty] | Removed from Ground | Gas (Historical Use) | 5000 | Bare Steel | 1964-01-01 | Fiberglass Reinforced Plastic
9044282 | 2 | [5 empty] | Removed from Ground | Gas (Historical Use) | 5000 | Bare Steel | 1964-01-01 | Fiberglass Reinforced Plastic
9044282 | 3 | [5 empty] | Removed from Ground | Diesel | 2000 | Bare Steel | 1964-01-01 | Fiberglass Reinforced Plastic
9044282 | 4 |  |  | yes |  | yes | Removed from Ground | Used Oil | 750 | Bare Steel | 1964-01-01 | Fiberglass Reinforced Plastic
9044283 | 1 | [5 empty] | Removed from Ground | Diesel | 3000 | Marked Unknown | 1975-05-14 | Galvanized Steel | Suction (American)
9044284 | 1 | [5 empty] | Removed from Ground | Diesel | 6000 | Not Marked/Unknown | 1995-03-11 | Unknown
9044284 | 2 |  |  | yes |  | yes | Removed from Ground | Used Oil | 1000 | Not Marked/Unknown | 1995-03-11 | Unknown
9044284 | 3 | [5 empty] | Removed from Ground | Gas (Historical Use) | 1000 | Not Marked/Unknown | 1995-03-11 | Unknown
9044284 | 4 | [5 empty] | Removed from Ground | Gas (Historical Use) | 4000 | Not Marked/Unknown | 1995-05-11 | Not Marked
9044285 | 1 | Flapper Valve | 1997-11-01 |  | 1997-11-01 |  | Currently in Use | Aviation Gas/AV Gas | 12000 | Steel-Impressed Current | 1982-08-01 | Double-Walled Fiberglass | Safe Suction (Euro)
9044286 | 1 | [5 empty] | Removed from Ground | Gas (Historical Use) | 1060 | Bare Steel |  | Galvanized Steel
9044286 | 2 | [5 empty] | Removed from Ground | Gas (Historical Use) | 560 | Bare Steel |  | Galvanized Steel
9044286 | 3 | [5 empty] | Removed from Ground | Gas (Historical Use) | 1060 | Bare Steel | 1978-01-01 | Galvanized Steel
9044288 | 1 | [5 empty] | Closed in Ground | Gas (Historical Use) | 1000 | Not Marked/Unknown | 1985-03-01 | Unknown
9044288 | 2 | [5 empty] | Closed in Ground | Gas (Historical Use) | 1000 | Not Marked/Unknown | 1985-03-01 | Unknown
9044292 | 1 | Ball Float | 1988-11-01 |  | 1988-11-01 |  | Temporarily out of use | Kerosene | 4000 | Fiberglass | 1988-11-01 | Fiberglass Reinforced Plastic | Pressurized
9044292 | 2 | Ball Float | 1988-11-01 |  | 1988-11-01 |  | Currently in Use | Gas (Historical Use) | 10000 | Fiberglass | 1988-11-01 | Fiberglass Reinforced Plastic | Pressurized
9044292 | 3 | Ball Float | 1988-11-01 |  | 1988-11-01 |  | Currently in Use | Gas (Historical Use) | 10000 | Fiberglass | 1988-11-01 | Fiberglass Reinforced Plastic | Pressurized
9044292 | 4 | Ball Float | 1988-11-01 |  | 1988-11-01 |  | Currently in Use | Gas (Historical Use) | 10000 | Fiberglass | 1988-11-01 | Fiberglass Reinforced Plastic | Pressurized
9044293 | 1 | Ball Float | 1998-09-01 |  | 1998-09-01 |  | Removed from Ground | Gas (Historical Use) | 4000 | Steel-Impressed Current | 1979-10-01 | Steel (Impressed Current) | Pressurized
9044293 | 2 | Ball Float | 1998-09-01 |  | 1998-09-01 |  | Removed from Ground | Gas (Historical Use) | 4000 | Steel-Impressed Current | 1979-10-01 | Steel (Impressed Current) | Pressurized
9044293 | 3 | Ball Float | 1998-09-01 |  | 1998-09-01 |  | Removed from Ground | Gas (Historical Use) | 4000 | Steel-Impressed Current | 1979-10-01 | Steel (Impressed Current) | Pressurized
9044293 | 4 | Ball Float | 1998-09-01 |  | 1998-09-01 |  | Removed from Ground | Gas (Historical Use) | 4000 | Steel-Impressed Current | 1979-10-01 | Steel (Impressed Current) | Pressurized
9044294 | 1 | Flapper Valve | 1992-09-01 | no | 1992-09-01 | no | Currently in Use | Diesel | 15000 | Steel-Impressed Current | 1977-11-01 | Fiberglass Reinforced Plastic | Safe Suction (Euro)
9044295 | 1 | Flapper Valve | 1998-08-01 | no | 1998-08-01 | no | Currently in Use | Jet fuel | 12000 | Steel-Impressed Current | 1982-11-01 | Steel (Impressed Current) | Safe Suction (Euro)
9044296 | 1 | Flapper Valve | 1998-07-01 | no | 1998-07-01 | no | Currently in Use | Regular | 20000 | Galvanic (STIP-3) | 1986-11-11 | Galvanized Steel | Pressurized
9044296 | 2 | Flapper Valve | 1998-07-01 | no | 1998-07-01 | no | Currently in Use | Diesel | 20000 | Galvanic (STIP-3) | 1986-11-11 | Galvanized Steel | Pressurized
9044297 | 1 |  |  | yes |  | yes | Removed from Ground | Used Oil | 550 | Not Marked/Unknown | 1995-07-15 | Unknown
9044298 | 1 | Ball Float | 1986-01-01 |  | 1986-01-01 |  | Currently in Use | Gas (Historical Use) | 10000 | Fiberglass | 1986-01-01 | Fiberglass Reinforced Plastic | Pressurized
9044298 | 2 | Ball Float | 1986-01-01 |  | 1986-01-01 |  | Currently in Use | Gas (Historical Use) | 10000 | Fiberglass | 1986-01-01 | Fiberglass Reinforced Plastic | Pressurized
9044298 | 3 | Ball Float | 1986-01-01 |  | 1986-01-01 |  | Currently in Use | Gas (Historical Use) | 10000 | Fiberglass | 1986-01-01 | Fiberglass Reinforced Plastic | Pressurized
9044299 | 1 | Ball Float | 1987-01-01 |  | 1987-01-01 |  | Currently in Use | Gas (Historical Use) | 8000 | Steel-Impressed Current | 1987-01-01 | Steel (Impressed Current) | Pressurized
9044299 | 2 | Ball Float | 1987-01-01 |  | 1987-01-01 |  | Currently in Use | Gas (Historical Use) | 8000 | Steel-Impressed Current | 1987-01-01 | Steel (Impressed Current) | Pressurized
9044299 | 3 | Ball Float | 1987-01-01 |  | 1987-01-01 |  | Currently in Use | Gas (Historical Use) | 8000 | Steel-Impressed Current | 1987-01-01 | Steel (Impressed Current) | Pressurized
9044299 | 4 | Ball Float | 1997-01-01 |  | 1997-01-01 |  | Currently in Use | Diesel | 8000 | Steel-Impressed Current | 1987-01-01 | Steel (Impressed Current) | Pressurized
9044300 | 1UL | Ball Float | 1992-02-01 |  | 1992-02-01 |  | Currently in Use | Gas (Historical Use) | 10000 | Galvanic (STIP-3) | 1992-02-01 | Fiberglass Reinforced Plastic | Pressurized
9044300 | 2P | Ball Float | 1992-02-01 |  | 1992-02-01 |  | Currently in Use | Gas (Historical Use) | 8000 | Galvanic (STIP-3) | 1992-02-01 | Fiberglass Reinforced Plastic | Pressurized
9044300 | 3DC | Ball Float | 1992-02-01 |  | 1992-02-01 |  | Currently in Use | Diesel | 6000 | Galvanic (STIP-3) | 1992-02-01 | Fiberglass Reinforced Plastic | Pressurized
9044301 | 1 | Ball Float | 1997-09-22 | no | 1997-09-22 | no | Currently in Use | Premium | 6110 | Steel-Impressed Current | 1997-09-22 | Steel (Impressed Current) | Pressurized
9044301 | 2 | Ball Float | 1997-09-22 | no | 1997-09-22 | no | Currently in Use | Regular | 6110 | Steel-Impressed Current | 1997-09-22 |  | Pressurized
9044301 | 3 | Ball Float | 1997-09-22 | no | 1997-09-22 | no | Currently in Use | Regular | 6110 | Steel-Impressed Current | 1997-09-22 |  | Pressurized
9044302 | 1 | [5 empty] | Removed from Ground | Gas (Historical Use) | 1000 | Bare Steel | 1976-10-01 | Bare Steel | Suction (American)
9044303 | 1 | [5 empty] | Removed from Ground | Diesel | 10000 | Bare Steel | 1985-05-02 | Galvanized Steel | Suction (American)
9044303 | 2 | [5 empty] | Removed from Ground | Diesel | 6000 | Bare Steel | 1966-05-02 | Galvanized Steel | Suction (American)
9044303 | M158061 |  | 1996-12-16 |  | 1996-12-16 |  | Removed from Ground | Diesel | 12126 | Tank Jacket | 1996-12-09 | Double-Walled Fiberglass | Pressurized
9044304 | 1 | Ball Float | 1987-01-01 | no | 1987-01-01 | no | Currently in Use | Regular | 10000 | Fiberglass | 1987-01-01 | Fiberglass Reinforced Plastic | Pressurized
9044304 | 2 | Ball Float | 1987-01-01 | no | 1987-01-01 | no | Currently in Use | Premium | 10000 | Fiberglass | 1987-01-01 | Fiberglass Reinforced Plastic | Pressurized
9044304 | 3 | Ball Float | 1987-01-01 |  | 1987-01-01 |  | Currently in Use | Diesel | 10000 | Fiberglass | 1987-01-01 | Fiberglass Reinforced Plastic | Pressurized
9044305 | 1 | Ball Float | 1988-01-01 |  | 1988-01-01 |  | Removed from Ground | Gas (Historical Use) | 10000 | Cathodically Protected Steel | 1988-05-01 | Galvanized Steel | Suction (American)
9044308 | 1 | Flapper Valve | 1999-02-01 |  | 1999-02-01 |  | Currently in Use | Gas (Historical Use) | 8000 | Steel-Impressed Current | 1999-02-01 | Fiberglass Reinforced Plastic | Pressurized
9044308 | 2 | Flapper Valve | 1999-02-01 |  | 1999-02-01 |  | Currently in Use | Gas (Historical Use) | 8000 | Steel-Impressed Current | 1999-02-01 | Fiberglass Reinforced Plastic | Pressurized
9044308 | 3 | Flapper Valve | 1999-02-01 |  | 1999-02-01 |  | Currently in Use | Diesel | 6100 | Steel-Impressed Current | 1986-02-01 | Fiberglass Reinforced Plastic | Pressurized
9044309 | L295158 |  | 1995-04-25 | no | 1995-04-25 | no | Currently in Use | Diesel | 1044 | Tank Jacket | 1995-04-25 | Fiberglass Reinforced Plastic | Safe Suction (Euro)
9044311 | 1 |  |  | yes |  | yes | Removed from Ground | Used Oil | 250 | Not Marked/Unknown | 1969-01-01 | Bare Steel
9044311 | 2 | [5 empty] | Removed from Ground | Empty | 50 | Not Marked/Unknown | 1969-01-01 | Not Marked
9044311 | 3 | [5 empty] | Removed from Ground | Gas (Historical Use) | 50 | Not Marked/Unknown | 1969-01-01 | Not Marked
9044311 | 4 | [5 empty] | Removed from Ground | Gas (Historical Use) | 50 | Not Marked/Unknown | 1969-01-01 | Not Marked
9044311 | 5 | [5 empty] | Removed from Ground | Diesel | 50 | Not Marked/Unknown | 1969-01-01 | Not Marked
9044311 | 6 | [5 empty] | Removed from Ground | Gas (Historical Use) | 1 | Not Marked/Unknown | 1969-01-01 | Not Marked
9044311 | 7 | [5 empty] | Removed from Ground | Gas (Historical Use) | 1 | Not Marked/Unknown | 1969-01-01 | Not Marked
9044311 | 8 | [5 empty] | Removed from Ground | Gas (Historical Use) | 1 | Not Marked/Unknown | 1969-01-01 | Not Marked
9044311 | 9 | [5 empty] | Removed from Ground | Diesel | 1 | Not Marked/Unknown | 1969-01-01 | Not Marked
9044313 | DUMMY | [5 empty] | Currently in Use | Diesel | 0 | Not Marked/Unknown |  | Not Marked
9044314 | 1 | [5 empty] | Removed from Ground | Diesel | 2500 | Bare Steel | 1998-12-10 | Copper | Suction (American)
9044315 | D1 | [5 empty] | Removed from Ground | Diesel | 2000 | Cathodically Protected Steel | 1988-05-03 | Fiberglass Reinforced Plastic | Suction (American)
9044315 | G1 | [5 empty] | Removed from Ground | Gas (Historical Use) | 1000 | Cathodically Protected Steel | 1988-05-03 | Fiberglass Reinforced Plastic | Suction (American)
9044316 | 1 | [5 empty] | Removed from Ground | Diesel | 3000 | Cathodically Protected Steel | 1987-01-01 | Copper | Suction (American)
9044316 | 2 | Flapper Valve | 1998-02-01 | no | 1998-02-01 | no | Currently in Use | Diesel | 2000 | Galvanic (STIP-3) | 1998-02-15 | Fiberglass Reinforced Plastic | Suction (American)
9044317 | 1 | [5 empty] | Removed from Ground | Diesel | 2000 | Cathodically Protected Steel | 1982-01-01 | Galvanized Steel | Suction (American)
9044318 | DT1 | Flapper Valve | 1998-06-12 |  | 1998-06-12 |  | Removed from Ground | Diesel | 2000 | Steel-Impressed Current | 1975-01-01 | Steel (Impressed Current) | Safe Suction (Euro)
9044318 | DT2 | Flapper Valve | 1998-06-12 |  | 1998-06-12 |  | Removed from Ground | Diesel | 10000 | Steel-Impressed Current | 1985-01-01 | Steel (Impressed Current) | Safe Suction (Euro)
9044318 | GT1 | Flapper Valve | 1998-06-12 |  | 1998-06-12 |  | Removed from Ground | Gas (Historical Use) | 6000 | Steel-Impressed Current | 1975-01-01 | Steel (Impressed Current) | Suction (American)
9044318 | GT2 | Flapper Valve | 1998-06-12 |  | 1998-06-12 |  | Removed from Ground | Gas (Historical Use) | 6000 | Steel-Impressed Current | 1985-01-01 | Steel (Impressed Current) | Suction (American)
9044319 | 1 | [5 empty] | Removed from Ground | Gas (Historical Use) | 500 | Bare Steel | 1995-08-10 | Bare Steel | Safe Suction (Euro)
9044320 | 1 |  | 1991-07-01 |  | 1991-07-01 |  | Removed from Ground | Gas (Historical Use) | 1000 | Galvanic (STIP-3) | 1991-07-01 | Galvanized Steel | Suction (American)
9044320 | 2 |  | 1991-07-01 |  | 1991-07-01 |  | Removed from Ground | Gas (Historical Use) | 1000 | Galvanic (STIP-3) | 1991-03-01 | Galvanized Steel | Suction (American)
9044321 | 1 | Ball Float | 1996-12-01 | no | 1996-12-01 | no | Currently in Use | Regular | 10000 | Fiberglass | 1991-01-01 | Fiberglass Reinforced Plastic | Pressurized
9044321 | 2 | Ball Float | 1996-12-01 | no | 1996-12-01 | no | Currently in Use | Premium | 10000 | Fiberglass | 1991-01-01 | Fiberglass Reinforced Plastic | Pressurized
9044321 | 3 | Ball Float | 1996-12-01 | no | 1996-12-01 | no | Currently in Use | Diesel | 10000 | Fiberglass | 1991-01-01 | Fiberglass Reinforced Plastic | Pressurized
9044322 | 1 |  | 1989-07-01 |  | 1989-07-01 |  | Currently in Use | Gas (Historical Use) | 8000 | Composite | 1989-07-01 | Fiberglass Reinforced Plastic | Pressurized
9044322 | 2 |  | 1989-07-01 |  | 1989-07-01 |  | Currently in Use | Gas (Historical Use) | 8000 | Composite | 1989-07-01 | Fiberglass Reinforced Plastic | Pressurized
9044322 | 3 |  | 1989-07-01 |  | 1989-07-01 |  | Temporarily out of use | Diesel | 6000 | Composite | 1989-07-01 | Fiberglass Reinforced Plastic | Pressurized
9044322 | A | [5 empty] | Removed from Ground | Gas (Historical Use) | 4000 | Bare Steel | 1976-05-05 | Galvanized Steel
9044322 | B | [5 empty] | Removed from Ground | Gas (Historical Use) | 4000 | Bare Steel | 1976-05-05 | Galvanized Steel
9044322 | C | [5 empty] | Removed from Ground | Gas (Historical Use) | 4000 | Bare Steel | 1976-05-05 | Galvanized Steel
9044322 | D | [5 empty] | Removed from Ground | Gas (Historical Use) | 4000 | Bare Steel | 1976-05-05 | Galvanized Steel
9044322 | E | [5 empty] | Removed from Ground | Gas (Historical Use) | 6000 | Bare Steel | 1976-05-05 | Galvanized Steel
9044322 | F | [5 empty] | Removed from Ground | Gas (Historical Use) | 550 | Bare Steel | 1976-05-05 | Galvanized Steel
9044323 | DF-65 | [5 empty] | Removed from Ground | Diesel | 3000 | Bare Steel | 1970-02-12 | Galvanized Steel | Suction (American)
9044323 | ND-1 | Ball Float | 1997-03-19 |  | 1997-03-19 |  | Removed from Ground | Diesel | 10000 | Double Walled | 1997-03-19 | Double-Walled Fiberglass | Pressurized
9044323 | NO-65 | [5 empty] | Removed from Ground | Other | 3000 | Bare Steel | 1970-02-12 | Galvanized Steel | Suction (American)
9044323 | RG-65 | [5 empty] | Removed from Ground | Gas (Historical Use) | 3000 | Bare Steel | 1970-02-12 | Not Marked | Suction (American)
9044323 | UO-65 |  |  | yes |  | yes | Removed from Ground | Used Oil | 3000 | Bare Steel | 1970-02-12 | Galvanized Steel | Suction (American)
9044324 | DF-75 | [5 empty] | Removed from Ground | Diesel | 8000 | Bare Steel | 1997-09-01 | Galvanized Steel | Suction (American)
9044326 | 1 | Flapper Valve | 1996-12-04 |  | 1996-12-04 |  | Currently in Use | Gas (Historical Use) | 4010 | Galvanic (STIP-3) | 1986-01-01 | Galvanized Steel | Safe Suction (Euro)
9044326 | 2 |  |  | yes |  | yes | Removed from Ground | Used Oil | 1000 | Cathodically Protected Steel | 1998-11-01 | Galvanized Steel | Gravity Fed
9044327 | 1 | [5 empty] | Removed from Ground | Diesel | 2000 | Epoxy | 1987-01-01 | Galvanized Steel | Suction (American)
9044328 | 1 | Ball Float | 1995-07-27 |  | 1995-07-27 |  | Currently in Use | Gas (Historical Use) | 12017 | Composite | 1995-07-27 | Double-Walled Fiberglass
9044328 | 2 | Ball Float | 1995-07-27 |  | 1995-07-27 |  | Currently in Use | Gas (Historical Use) | 12017 | Composite | 1995-07-27 | Double-Walled Fiberglass
9044329 | 1 | [5 empty] | Removed from Ground | Gas (Historical Use) | 900 | Marked Unknown | 1999-07-29 | Unknown | Suction (American)
9044330 | 1 | Ball Float | 1995-10-26 | no | 1995-10-26 | no | Currently in Use | Regular | 10000 | Steel-Impressed Current | 1995-10-26 | Fiberglass Reinforced Plastic | Pressurized
9044330 | 2 | Ball Float | 1995-10-26 | no | 1995-10-26 | no | Currently in Use | Premium | 10000 | Steel-Impressed Current | 2001-08-23 | Fiberglass Reinforced Plastic | Pressurized
9044331 | 1 | Ball Float | 1988-01-01 |  | 1988-01-01 |  | Removed from Ground | Diesel | 8000 | Fiberglass | 1988-01-01 | Fiberglass Reinforced Plastic | Pressurized
9044332 | 1 | Flapper Valve | 1995-11-01 |  | 1995-11-01 | yes | Currently in Use | Aviation Gas/AV Gas | 20000 | Fiberglass | 1995-11-01 | Galvanized Steel | Safe Suction (Euro)
9044333 | 1 |  | 1995-04-04 |  | 1995-04-04 |  | Removed from Ground | Gas (Historical Use) | 4000 | Cathodically Protected Steel | 1995-03-30 | Fiberglass Reinforced Plastic | Suction (American)
9044333 | 2 |  | 1995-04-04 |  | 1995-04-04 |  | Removed from Ground | Diesel | 2000 | Cathodically Protected Steel | 1995-03-30 | Fiberglass Reinforced Plastic | Suction (American)
9044334 | 1 |  | 1999-06-21 |  | 1999-06-21 |  | Removed from Ground | Gas (Historical Use) | 8000 | Steel-Impressed Current | 1999-06-21 | Cathodically Protected | Pressurized
9044334 | 2 |  | 1999-06-21 |  | 1999-06-21 |  | Removed from Ground | Gas (Historical Use) | 8000 | Steel-Impressed Current | 1999-06-21 | Cathodically Protected | Pressurized
9044334 | 3 |  | 1999-06-21 |  | 1999-06-21 |  | Removed from Ground | Gas (Historical Use) | 8000 | Steel-Impressed Current | 1999-06-21 | Cathodically Protected | Pressurized
9044335 | 1 | [5 empty] | Removed from Ground | Gas (Historical Use) | 1000 | Bare Steel | 1985-01-01 | Bare Steel
9044335 | 2 |  |  | no |  | no | Removed from Ground | Diesel | 10000 | Unknown | 2007-05-25 | Unknown
9044335 | 3 |  |  | no |  | no | Removed from Ground | Diesel | 5000 | Unknown | 2007-05-25
9044336 | 1 | [5 empty] | Removed from Ground | Gas (Historical Use) | 0 | Not Marked/Unknown | 1989-08-19 | Not Marked
9044336 | 2 | [5 empty] | Removed from Ground | Gas (Historical Use) | 0 | Not Marked/Unknown | 1989-08-19 | Not Marked
9044336 | 3 | [5 empty] | Removed from Ground | Empty | 1000 | Epoxy | 1989-08-01 | Galvanized Steel | Suction (American)
9044336 | 4 | [5 empty] | Removed from Ground | Empty | 1000 | Epoxy | 1989-08-01 | Galvanized Steel | Suction (American)
9044337 | 1 | Ball Float | 1995-06-05 | no | 1995-06-05 | no | Currently in Use | Regular | 10000 | Epoxy | 1995-06-05 | Fiberglass Reinforced Plastic | Pressurized
9044337 | 2 | Ball Float | 1995-06-05 | no | 1995-06-05 | no | Currently in Use | Premium | 10000 | Epoxy | 1995-06-05 | Fiberglass Reinforced Plastic | Pressurized
9044337 | 3 | Ball Float | 1995-06-05 | no | 1995-06-05 | no | Currently in Use | Gas (Historical Use) | 10000 | Epoxy | 1995-06-05 | Fiberglass Reinforced Plastic | Pressurized
9044338 | 1 | [5 empty] | Removed from Ground | Gas (Historical Use) | 4000 | Not Marked/Unknown | 1996-03-12 | Not Marked
9044338 | 2 | [5 empty] | Removed from Ground | Gas (Historical Use) | 6000 | Not Marked/Unknown | 1996-03-12 | Not Marked
9044338 | 3 | [5 empty] | Removed from Ground | Gas (Historical Use) | 4000 | Not Marked/Unknown | 1996-03-12 | Not Marked
9044338 | 4 |  |  | yes |  | yes | Closed in Ground | Used Oil | 500 | Not Marked/Unknown | 1996-03-12 | Not Marked
9044339 | 1 |  | 1995-09-01 |  | 1995-09-01 |  | Removed from Ground | Diesel | 15000 | Double Walled | 1995-09-01 | Double Walled | Pressurized
9044340 | 1 | [5 empty] | Removed from Ground | Gas (Historical Use) | 4000 | Marked Unknown | 1995-11-16 | Unknown
9044340 | 2 | [5 empty] | Removed from Ground | Gas (Historical Use) | 4000 | Marked Unknown | 1995-11-16 | Unknown
9044340 | 3 | [5 empty] | Removed from Ground | Other | 2000 | Marked Unknown | 1995-11-16 | Unknown
9044341 | 1 | [5 empty] | Removed from Ground | Gas (Historical Use) | 8000 | Cathodically Protected Steel | 1972-01-01 | Galvanized Steel | Suction (American)
9044341 | 2 | [5 empty] | Removed from Ground | Gas (Historical Use) | 8000 | Cathodically Protected Steel | 1972-01-01 | Galvanized Steel | Suction (American)
9044343 | 1 |  | 1997-02-01 |  | 1997-02-01 |  | Removed from Ground | Other | 12000 | Steel-Impressed Current | 1981-01-01 | Cathodically Protected | Suction (American)
9044343 | 2 |  | 2012-12-28 | no | 2012-12-28 | no | Currently in Use | Aviation Gas/AV Gas | 12000 | Fiberglass Double Walled | 2005-02-08 | Aboveground | Safe Suction (Euro)
9044344 | 1 | Flapper Valve | 1989-12-01 |  | 1989-12-01 |  | Removed from Ground | Diesel | 6000 | Fiberglass Double Walled | 1989-12-06 | Fiberglass Reinforced Plastic | Suction (American)
9044346 | 1 | [5 empty] | Removed from Ground | Other | 12000 | Bare Steel | 1996-05-01 | Not Marked | Gravity Fed
9044346 | 2 | [5 empty] | Removed from Ground | Gas (Historical Use) | 12000 | Bare Steel | 1996-05-01 | Unknown | Gravity Fed
9044349 | 1 | [5 empty] | Removed from Ground | Gas (Historical Use) | 6000 | Bare Steel | 1996-04-19 | Bare Steel | Suction (American)
9044349 | 2 | [5 empty] | Removed from Ground | Gas (Historical Use) | 6000 | Bare Steel | 1996-04-19 | Bare Steel | Suction (American)
9044353 | 1 | Ball Float | 1990-06-01 |  | 1990-06-01 |  | Currently in Use | Gas (Historical Use) | 10000 | Fiberglass | 1990-06-01 | Double-Walled Flex | Pressurized
9044353 | 2 | Ball Float | 1990-06-01 |  | 1990-01-01 |  | Currently in Use | Gas (Historical Use) | 10000 | Fiberglass | 1990-06-01 | Double-Walled Flex | Pressurized
9044353 | 3 | Ball Float | 1990-06-01 |  | 1990-06-01 |  | Currently in Use | Gas (Historical Use) | 10000 | Fiberglass | 1990-06-01 | Double-Walled Flex | Pressurized
9044362 | 1 | [5 empty] | Closed in Ground | Empty | 8000 | Not Marked/Unknown | 1984-01-01 | Not Marked
9044362 | 2 | [5 empty] | Closed in Ground | Empty | 8000 | Not Marked/Unknown | 1984-01-01 | Not Marked
9044362 | 3 | [5 empty] | Closed in Ground | Empty | 8000 | Not Marked/Unknown | 1984-01-01 | Not Marked
9044362 | 4 | [5 empty] | Closed in Ground | Empty | 8000 | Not Marked/Unknown | 1984-01-01 | Not Marked
9044362 | 5 |  |  | yes |  | yes | Closed in Ground | Empty | 500 | Not Marked/Unknown | 1984-01-01 | Not Marked
9044370 | 1 | Flapper Valve | 2006-09-11 |  | 2007-09-24 |  | Currently in Use | Diesel | 10000 | Steel-Impressed Current | 1973-01-01 | Steel (Impressed Current) | Suction (American)
9044371 | 1 | Ball Float | 1991-04-01 |  | 1991-04-01 |  | Currently in Use | Diesel | 20000 | Fiberglass | 1991-04-01 | Fiberglass Reinforced Plastic | Pressurized
9044371 | 2 |  |  | yes |  | yes | Currently in Use | Used Oil | 1000 |  | 1991-04-01 |  | Gravity
9044372 | 1 | [5 empty] | Removed from Ground | Gas (Historical Use) | 0 | Not Marked/Unknown |  | Not Marked
9044372 | 2 | Ball Float | 2001-09-10 | no | 2001-09-10 | no | Currently in Use | Regular | 10000 | Fiberglass Double Walled | 2001-09-10 | Double-Walled Flex | Pressurized
9044372 | 3 | Ball Float | 2001-09-10 | no | 2001-09-10 | no | Currently in Use | Regular | 10000 | Fiberglass Double Walled | 2001-09-10 | Double-Walled Flex | Pressurized
9044372 | 4 | Ball Float | 2001-09-10 | no | 2001-09-10 | no | Currently in Use | Plus | 10000 | Fiberglass Double Walled | 2001-09-10 | Double-Walled Flex | Pressurized
9044372 | 5 | Ball Float | 2001-09-10 | no | 2001-09-10 | no | Currently in Use | Premium | 10000 | Fiberglass Double Walled | 2001-09-10 | Double-Walled Flex | Pressurized
9044374 | 1 |  |  | yes |  | yes | Removed from Ground | Used Oil | 550 | Not Marked/Unknown | 1986-01-01 | Not Marked
9044375 | 1 | [5 empty] | Removed from Ground | Gas (Historical Use) | 3000 | Not Marked/Unknown | 1998-11-05 | Not Marked
9044376 | 1 | [5 empty] | Removed from Ground | Gas (Historical Use) | 0 | Not Marked/Unknown | 1975-01-01 | Not Marked
9044376 | 2 |  | 1999-06-01 |  | 1999-06-01 |  | Currently in Use | Gas (Historical Use) | 10000 | Epoxy | 1999-06-01 | Fiberglass Reinforced Plastic | Pressurized
9044376 | 3 |  | 1999-06-01 |  | 1999-06-01 |  | Currently in Use | Gas (Historical Use) | 10000 | Epoxy | 1999-06-01 | Fiberglass Reinforced Plastic | Pressurized
9044377 | 1 | [5 empty] | Removed from Ground | Gas (Historical Use) | 500 | Not Marked/Unknown | 1996-01-01 | Not Marked
9044378 | 1 |  |  | yes |  | yes | Removed from Ground | Used Oil | 500 | Bare Steel | 1968-01-01 | Bare Steel | Gravity Fed
9044380 | 1 | [5 empty] | Removed from Ground | Gas (Historical Use) | 500 | Not Marked/Unknown | 1995-03-01 | Not Marked
9044381 | 1 | Ball Float | 1996-04-08 |  | 1996-04-08 |  | Removed from Ground | Gas (Historical Use) | 12000 | Fiberglass | 1996-02-16 | Double Walled | Pressurized
9044381 | 2 | Ball Float | 1996-04-08 |  | 1996-04-08 |  | Removed from Ground | Gas (Historical Use) | 12000 | Fiberglass | 1996-02-16 | Double Walled | Pressurized
9044381 | 3 | Ball Float | 1996-04-08 |  | 1996-04-08 |  | Removed from Ground | Gas (Historical Use) | 12000 | Fiberglass | 1996-02-16 | Double Walled | Pressurized
9044381 | 4 | Ball Float | 1996-04-08 |  | 1996-04-08 |  | Removed from Ground | Diesel | 8000 | Fiberglass | 1996-02-16 | Double Walled | Pressurized
9044381 | 5 |  | 2016-01-01 | no | 2016-01-01 | no | Currently in Use | Gas (Historical Use) | 20000 | Fiberglass Double Walled | 2016-01-01 | Double-Walled Fiberglass | Pressurized
9044381 | 6 |  |  | no |  | no | Currently in Use | Gas (Historical Use) | 20000 | Fiberglass Double Walled | 2016-01-01 | Double-Walled Fiberglass | Pressurized
9044381 | 7A |  |  | no |  | no | Currently in Use | Gas (Historical Use) | 10000 | Fiberglass Double Walled | 2016-01-01 | Double-Walled Fiberglass | Pressurized
9044381 | 7B |  |  | no |  | no | Currently in Use | Gas (Historical Use) | 9500 | Fiberglass Double Walled | 2016-01-01 | Double-Walled Fiberglass | Pressurized
9044381 | 8 |  |  | no |  | no | Currently in Use | Diesel | 12000 | Fiberglass Double Walled | 2016-01-01 | Double-Walled Fiberglass | Pressurized
9044382 | 1 | [5 empty] | Removed from Ground | Gas (Historical Use) | 3000 | Not Marked/Unknown |  | Not Marked
9044382 | 2 |  |  | no |  | no | Removed from Ground | Gas (Historical Use) | 3000 | Bare Steel | 2002-10-23 | Galvanized Steel
9044382 | 3 |  |  | no |  | no | Removed from Ground | Gas (Historical Use) | 3000 | Bare Steel | 2002-10-23
9044385 | 1 | Overfill Alarm | 1995-05-20 | no | 1995-05-20 | no | Currently in Use | Diesel | 20000 | Fiberglass Double Walled | 1995-05-20 | Double-Walled Fiberglass | Pressurized
9044385 | 2 | Overfill Alarm | 1995-05-20 | no | 1998-05-20 | no | Currently in Use | Diesel | 20000 | Fiberglass Double Walled | 1995-05-20 | Double-Walled Fiberglass | Pressurized
9044385 | 3 | Overfill Alarm | 1995-05-20 | no | 1995-05-20 | no | Currently in Use | Diesel | 20000 | Fiberglass Double Walled | 1995-05-20 | Double-Walled Fiberglass | Pressurized
9044385 | 4 | Ball Float | 1995-05-20 | no | 1995-05-20 | no | Currently in Use | New Oil | 10000 | Fiberglass Double Walled | 1995-05-20 | Fiberglass Reinforced Plastic | Safe Suction (Euro)
9044385 | 5 | Overfill Alarm | 1995-05-20 | yes | 1995-05-20 | yes | Currently in Use | Used Oil | 2500 | Fiberglass Double Walled | 1995-05-20 | Double-Walled Fiberglass | Pressurized
9044386 | 1 | [5 empty] | Closed in Ground | Diesel | 5000 | Marked Unknown | 1998-07-01 | Unknown
9044386 | 2 | [5 empty] | Removed from Ground | Diesel | 1000 | Marked Unknown | 1998-07-01 | Unknown
9044387 | 1 |  |  | yes |  | yes | Removed from Ground | Used Oil | 15000 | Not Marked/Unknown | 1996-04-07 | Not Marked
9044388 | 1 | [5 empty] | Removed from Ground | Gas (Historical Use) | 6000 | Not Marked/Unknown | 1996-11-20 | Not Marked
9044388 | 2 | [5 empty] | Removed from Ground | Gas (Historical Use) | 6000 | Not Marked/Unknown | 1996-11-20 | Not Marked
9044389 | 1 | [5 empty] | Removed from Ground | Other | 10000 | Not Marked/Unknown | 1996-11-04 | Not Marked
9044389 | 2 | Ball Float | 1997-01-01 | no | 1997-01-01 | no | Removed from Ground | Diesel | 5000 | Composite Double Walled | 1997-01-01 | Double-Walled Fiberglass | Suction (American)
9044389 | 3 |  |  | no |  | no | Removed from Ground | Gas (Historical Use) | 12000 | Unknown | 2016-05-12 | Unknown
9044440 | 1 | [5 empty] | Removed from Ground | Other | 10000 | Not Marked/Unknown | 1979-01-01 | Not Marked
9044440 | 2 | Ball Float | 1996-11-01 | no | 1996-11-01 | no | Currently in Use | Diesel | 5000 | Composite Double Walled | 1996-11-01 | Double-Walled Fiberglass | Suction (American)
9044441 | 1 | [5 empty] | Removed from Ground | Gas (Historical Use) | 4000 | Not Marked/Unknown | 1996-12-08 | Not Marked
9044441 | 2 |  |  | yes |  | yes | Removed from Ground | Used Oil | 4000 | Not Marked/Unknown | 1996-12-08 | Not Marked
9044441 | 3 |  |  | yes |  | yes | Removed from Ground | Used Oil | 550 | Not Marked/Unknown | 1996-12-08 | Not Marked
9044441 | 4 | [5 empty] | Removed from Ground | Other | 1000 | Not Marked/Unknown | 1996-12-08 | Not Marked
9044441 | 5 | [5 empty] | Removed from Ground | Other | 1000 | Not Marked/Unknown | 1996-12-08 | Not Marked
9044443 | 1 |  |  | no |  | no | Removed from Ground | Not Marked/Tank Removed | 550 | Bare Steel | 2014-07-22 | Bare Steel
9044443 | 2 |  |  | no |  | no | Removed from Ground | Not Marked/Tank Removed | 550 | Bare Steel | 2014-07-22 | Bare Steel
9044443 | 3 |  |  | no |  | no | Removed from Ground | Not Marked/Tank Removed | 1000 | Bare Steel | 2014-07-23 | Unknown
9044443 | 4 |  |  | no |  | no | Removed from Ground | Not Marked/Tank Removed | 1750 | Bare Steel | 2014-07-22 | Bare Steel
9044444 | 1 | Ball Float | 1996-11-11 | no | 1996-11-11 | no | Currently in Use | Regular | 10000 | Epoxy | 1996-11-11 | Double-Walled Fiberglass | Pressurized
9044444 | 2 | Ball Float | 1996-11-11 | no | 1996-11-11 | no | Currently in Use | Regular | 10000 | Epoxy | 1996-11-11 | Fiberglass Reinforced Plastic | Pressurized
9044444 | 3 |  | 1996-11-11 | no | 1996-11-11 | no | Currently in Use | Diesel | 10000 | Epoxy | 1996-11-11 | Fiberglass Reinforced Plastic | Pressurized
9044445 | 1 | Ball Float | 1997-03-20 |  | 1997-03-20 |  | Temporarily out of use | Gas (Historical Use) | 8000 | Steel-Impressed Current | 1998-12-01 | Fiberglass Reinforced Plastic | Pressurized
9044445 | 2 | Ball Float | 1997-03-20 |  | 1997-03-20 |  | Temporarily out of use | Gas (Historical Use) | 4000 | Steel-Impressed Current | 1998-12-01 | Fiberglass Reinforced Plastic | Pressurized
9044445 | 3 | Ball Float | 1997-03-20 |  | 1997-03-20 |  | Temporarily out of use | Gas (Historical Use) | 4000 | Steel-Impressed Current | 1998-12-01 | Fiberglass Reinforced Plastic | Pressurized
9044447 | 1 | [5 empty] | Removed from Ground | Gas (Historical Use) | 0 | Not Marked/Unknown | 1994-01-27 | Not Marked
9044448 | 1 | [5 empty] | Removed from Ground | Gas (Historical Use) | 500 | Bare Steel | 1950-01-01 | Not Marked | Safe Suction (Euro)
9044450 | 1 | Ball Float | 1996-08-01 | no | 1996-08-01 | no | Currently in Use | Regular | 12000 | Fiberglass Double Walled | 1996-01-01 |  | Pressurized
9044450 | 2 | Ball Float | 1996-08-01 | no | 1996-08-01 | no | Currently in Use | Premium | 12000 | Composite | 1996-01-01 | Fiberglass Reinforced Plastic | Pressurized
9044451 | 1 | Ball Float | 1997-01-15 |  | 1997-01-15 |  | Temporarily out of use | Diesel | 12000 | Epoxy | 1997-01-15 | Flex | Pressurized
9044452 | 1 |  |  | yes |  | yes | Removed from Ground | Used Oil | 560 | Not Marked/Unknown | 1997-03-11 | Not Marked
9044453 | 1 | [5 empty] | Removed from Ground | Used Oil | 1400 | Not Marked/Unknown | 1997-03-21 | Not Marked
9044454 | 1 | Ball Float | 1997-03-26 | no | 1997-03-26 | no | Currently in Use | Diesel | 12000 | Composite | 1997-03-26 | Double-Walled Fiberglass | Pressurized
9044454 | 2 | Ball Float | 1997-03-26 | no | 1997-03-26 | no | Currently in Use | Regular | 10000 | Composite | 1997-03-26 | Fiberglass Reinforced Plastic | Pressurized
9044454 | 3 | Ball Float | 1997-03-26 | no | 1997-03-26 | no | Currently in Use | Regular | 10000 | Composite | 1997-03-26 | Fiberglass Reinforced Plastic | Pressurized
9044455 | 1 | [5 empty] | Removed from Ground | Diesel | 280 | Not Marked/Unknown | 1997-05-08 | Not Marked
9044455 | 2 | [5 empty] | Removed from Ground | Diesel | 280 | Not Marked/Unknown | 1997-05-08 | Not Marked
9044456 | 1 | Ball Float | 1994-06-01 |  | 1994-06-01 |  | Currently in Use | Gas (Historical Use) | 10000 | Fiberglass | 1994-06-01 | Fiberglass Reinforced Plastic
9044456 | 2 | Ball Float | 1994-06-01 |  | 1994-06-01 |  | Currently in Use | Gas (Historical Use) | 8000 | Fiberglass | 1994-06-01 | Fiberglass Reinforced Plastic
9044456 | 3 | Ball Float | 1994-06-01 |  | 1994-06-01 |  | Currently in Use | Gas (Historical Use) | 8000 | Fiberglass | 1994-06-01 | Fiberglass Reinforced Plastic
9044457 | 1 | [5 empty] | Removed from Ground | Diesel | 20000 | Not Marked/Unknown | 1997-07-25 | Not Marked
9044457 | 2 | [5 empty] | Removed from Ground | Diesel | 20000 | Not Marked/Unknown | 1997-07-25 | Not Marked
9044457 | 3 | [5 empty] | Removed from Ground | Gas (Historical Use) | 19000 | Not Marked/Unknown | 1997-07-25 | Not Marked
9044457 | 4 |  |  | no |  | no | Removed from Ground | Used Oil | 1000 | Bare Steel | 1980-01-01 | Unknown
9044457 | 5 |  |  | no |  | no | Removed from Ground | New Oil | 6000 | Bare Steel | 1980-01-01 | Unknown
9044458 | 1 | Flapper Valve | 1996-12-12 | no | 1996-12-12 | no | Currently in Use | Gas (Historical Use) | 2500 | Fiberglass Double Walled | 1996-10-01 | Fiberglass Reinforced Plastic | Safe Suction (Euro)
9044458 | 2 | Flapper Valve | 1996-12-12 | no | 1996-12-12 | no | Currently in Use | Diesel | 2500 | Fiberglass Double Walled | 1996-10-01 | Fiberglass Reinforced Plastic | Safe Suction (Euro)
9044459 | 1 | [5 empty] | Removed from Ground | Gas (Historical Use) | 12000 | Not Marked/Unknown | 1997-12-01 | Not Marked
9044460 | 1 | [5 empty] | Removed from Ground | Gas (Historical Use) | 1000 | Marked Unknown | 1997-10-01 | Unknown | Suction (American)
9044461 | 1 | Flapper Valve | 1993-04-01 | no | 1993-04-01 | no | Currently in Use | Diesel | 6000 | Fiberglass | 1993-04-01 | Fiberglass Reinforced Plastic | Suction (American)
9044462 | 1 | [5 empty] | Removed from Ground | Gas (Historical Use) | 8000 | Fiberglass | 1988-01-01 | Not Marked
9044462 | 2 | [5 empty] | Removed from Ground | Gas (Historical Use) | 8000 | Fiberglass | 1988-01-01 | Not Marked
9044462 | 3 | [5 empty] | Removed from Ground | Gas (Historical Use) | 6000 | Fiberglass | 1988-01-01 | Not Marked
9044464 | 1 | [5 empty] | Removed from Ground | Empty | 0 | Not Marked/Unknown |  | Not Marked
9044465 | 1 | [5 empty] | Removed from Ground | Other | 1000 | Not Marked/Unknown | 1998-01-13 | Not Marked
9044466 | 0 | [5 empty] | Removed from Ground | Gas (Historical Use) | 0 | Not Marked/Unknown |  | Not Marked
9044467 | 1 | Ball Float | 1996-09-01 | no | 1996-09-01 | no | Currently in Use | Regular | 10000 | Epoxy | 1993-09-01 | Fiberglass Reinforced Plastic | Pressurized
9044467 | 3 | Ball Float | 1996-09-01 | no | 1996-09-01 | no | Currently in Use | Premium | 10000 | Epoxy | 1993-09-01 | Fiberglass Reinforced Plastic | Pressurized
9044468 | 1 | [5 empty] | Removed from Ground | Gas (Historical Use) | 8000 | Not Marked/Unknown | 1998-03-18 | Not Marked
9044468 | 2 | [5 empty] | Removed from Ground | Gas (Historical Use) | 8000 | Not Marked/Unknown | 1998-03-18 | Not Marked
9044468 | 3 | [5 empty] | Removed from Ground | Gas (Historical Use) | 8000 | Not Marked/Unknown | 1998-03-18 | Not Marked
9044469 | 1 |  |  | yes |  | yes | Permanently Out of Use - historical purposes | Used Oil | 1000 | Marked Unknown |  | Not Marked | Gravity Fed
9044470 | 1 | [5 empty] | Removed from Ground | Gas (Historical Use) | 6000 | Not Marked/Unknown | 1998-04-19 | Not Marked
9044470 | 2 | [5 empty] | Removed from Ground | Gas (Historical Use) | 6000 | Not Marked/Unknown | 1998-04-19 | Not Marked
9044470 | 3 | [5 empty] | Removed from Ground | Gas (Historical Use) | 6000 | Not Marked/Unknown | 1998-04-19 | Not Marked
9044470 | 4 | [5 empty] | Removed from Ground | Gas (Historical Use) | 6000 | Not Marked/Unknown | 1998-04-19 | Not Marked
9044470 | 5 | [5 empty] | Removed from Ground | Other | 6000 | Not Marked/Unknown | 1998-04-19 | Not Marked
9044471 | 1 | [5 empty] | Removed from Ground | Gas (Historical Use) | 500 | Bare Steel | 1988-01-01 | Bare Steel
9044471 | 2 | [5 empty] | Removed from Ground | Diesel | 500 | Bare Steel | 1988-01-01 | Bare Steel
9044472 | 1 |  | 1998-02-09 |  | 1998-02-09 |  | Currently in Use | Gas (Historical Use) | 10000 | Fiberglass | 1998-02-09 | Fiberglass Reinforced Plastic | Pressurized
9044472 | 2 |  | 1998-02-09 |  | 1998-02-09 |  | Currently in Use | Gas (Historical Use) | 10000 | Fiberglass | 1998-02-09 | Fiberglass Reinforced Plastic | Pressurized
9044472 | 3 |  | 1998-02-09 |  | 1998-02-09 |  | Currently in Use | Gas (Historical Use) | 10000 | Fiberglass | 1998-02-09 | Fiberglass Reinforced Plastic | Pressurized
9044473 | 1 | [5 empty] | Removed from Ground | Diesel | 5000 | Not Marked/Unknown | 1998-06-22 | Not Marked
9044474 | 1 |  |  | yes |  | yes | Removed from Ground | Used Oil | 500 | Bare Steel | 1982-10-01 | Bare Steel | Gravity Fed
9044475 | 1 | [5 empty] | Installed | Other | 0 | Not Marked/Unknown |  | Not Marked
9044476 | 1 | [5 empty] | Removed from Ground | Diesel | 20000 | Not Marked/Unknown | 1998-09-11 | Not Marked
9044477 | 1 | [5 empty] | Removed from Ground | Gas (Historical Use) | 0 | Not Marked/Unknown | 1982-01-01 | Not Marked
9044477 | 2 | [5 empty] | Removed from Ground | Empty | 0 | Not Marked/Unknown | 1982-01-01 | Not Marked
9044477 | 3 | [5 empty] | Removed from Ground | Empty | 0 | Not Marked/Unknown |  | Not Marked
9044478 | 1 | [5 empty] | Removed from Ground | Gas (Historical Use) | 1000 | Not Marked/Unknown | 1998-10-02 | Not Marked
9044478 | 2 | [5 empty] | Removed from Ground | Gas (Historical Use) | 1000 | Not Marked/Unknown | 1998-10-02 | Not Marked
9044478 | 3 | [5 empty] | Removed from Ground | Gas (Historical Use) | 1000 | Not Marked/Unknown | 1998-10-02 | Not Marked
9044478 | 4 | [5 empty] | Removed from Ground | Other | 500 | Not Marked/Unknown | 1998-10-02 | Not Marked
9044478 | 5 | [5 empty] | Removed from Ground | Gas (Historical Use) | 1000 | Not Marked/Unknown | 1998-10-02 | Not Marked
9044478 | 6 |  |  | yes |  | yes | Removed from Ground | Used Oil | 550 | Not Marked/Unknown | 1998-10-02 | Not Marked
9044480 | 1 | Ball Float | 1998-08-01 |  | 1998-08-01 |  | Currently in Use | Gas (Historical Use) | 12000 | Fiberglass Double Walled | 1998-08-01 | Double-Walled Flex | Pressurized
9044480 | 2 | Ball Float | 1998-08-01 |  | 1998-08-01 |  | Currently in Use | Gas (Historical Use) | 12000 | Fiberglass Double Walled | 1998-08-01 | Double-Walled Flex | Pressurized
9044480 | 3 | Ball Float | 1998-08-01 |  | 1998-08-01 |  | Currently in Use | Gas (Historical Use) | 12000 | Fiberglass Double Walled | 1998-08-01 | Double-Walled Flex | Pressurized
9044481 | 1 | [5 empty] | Removed from Ground | Gas (Historical Use) | 2000 | Not Marked/Unknown | 1998-10-22 | Not Marked
9044482 | 1 | [5 empty] | Closed in Ground | Diesel | 1000 | Marked Unknown | 1998-12-04 | Not Marked
9044483 | 1 | Flapper Valve | 1998-04-01 |  | 1998-04-01 |  | Currently in Use | Gas (Historical Use) | 1000 | Fiberglass Double Walled | 1998-04-01 | Double-Walled Fiberglass | Safe Suction (Euro)
9044483 | 2 | Flapper Valve | 1998-04-01 |  | 1998-04-01 |  | Currently in Use | Diesel | 1000 | Fiberglass Double Walled | 1998-04-01 | Double-Walled Fiberglass | Safe Suction (Euro)
9044484 | 1 |  | 1998-03-01 |  | 1998-03-01 |  | Temporarily out of use | Diesel | 2500 | Fiberglass Double Walled | 1998-03-01 | Double-Walled Flex | Pressurized
9044485 | 1 | [5 empty] | Removed from Ground | Gas (Historical Use) | 4000 | Bare Steel | 1999-01-13 | Bare Steel | Suction (American)
9044485 | 2 | [5 empty] | Removed from Ground | Gas (Historical Use) | 4000 | Bare Steel | 1999-01-13 | Bare Steel | Suction (American)
9044485 | 3 | [5 empty] | Removed from Ground | Kerosene | 500 | Bare Steel | 1999-01-13 | Not Marked
9044486 | 1 | Ball Float | 1998-12-22 |  | 1998-12-22 |  | Currently in Use | Gas (Historical Use) | 7896 | Steel-Impressed Current | 1968-01-01 | Fiberglass Reinforced Plastic | Pressurized
9044486 | 2 | Ball Float | 1998-12-22 |  | 1998-12-22 |  | Currently in Use | Gas (Historical Use) | 7896 | Steel-Impressed Current | 1968-01-01 | Fiberglass Reinforced Plastic | Pressurized
9044486 | 3 | Ball Float | 1998-12-22 |  | 1998-12-22 |  | Currently in Use | Diesel | 7896 | Steel-Impressed Current | 1968-01-01 | Fiberglass Reinforced Plastic | Pressurized
9044487 | 1 | [5 empty] | Closed in Ground | Empty | 1000 | Marked Unknown | 1984-01-01 | Unknown
9044487 | 2 | [5 empty] | Closed in Ground | Empty | 1000 | Marked Unknown | 1984-01-01 | Unknown
9044487 | 3 | [5 empty] | Closed in Ground | Empty | 500 | Marked Unknown | 1984-01-01 | Unknown
9044488 | 1 | [5 empty] | Closed in Ground | Gas (Historical Use) | 500 | Bare Steel | 1950-01-01 | Not Marked
9044489 | 1 | [5 empty] | Permanently Out of Use - historical purposes | Other | 2000 | Marked Unknown |  | Not Marked | Suction (American)
9044489 | 2 | [5 empty] | Permanently Out of Use - historical purposes | Other | 2000 | Marked Unknown |  | Not Marked | Suction (American)
9044490 | 1 | Ball Float | 1999-04-19 | no | 1999-04-19 | no | Currently in Use | Diesel | 20000 | Fiberglass Double Walled | 1999-04-15 | Double-Walled Flex | Pressurized
9044490 | 2 | Ball Float | 1999-04-19 | no | 1999-04-19 | no | Currently in Use | Diesel | 20000 | Fiberglass Double Walled | 1999-04-15 | Double-Walled Flex | Pressurized
9044491 | 1 | [5 empty] | Removed from Ground | Gas (Historical Use) | 2000 | Bare Steel | 1973-01-01 | Bare Steel
9044492 | 1 | Ball Float | 1999-06-01 | no | 1999-06-01 | no | Currently in Use | Regular | 8000 | Fiberglass | 1999-01-01 | Fiberglass Reinforced Plastic | Pressurized
9044492 | 2 | Ball Float | 1999-06-01 | no | 1999-06-01 | no | Currently in Use | Premium | 8000 | Fiberglass | 1999-01-01 | Fiberglass Reinforced Plastic | Pressurized
9044492 | 3 | Ball Float | 1999-06-01 | no | 1999-06-01 | no | Currently in Use | Premium | 10000 | Fiberglass | 1999-01-01 | Fiberglass Reinforced Plastic | Pressurized
9044492 | 4 | Ball Float | 1999-06-01 | no | 1999-06-01 | no | Currently in Use | Diesel | 6000 | Fiberglass | 1999-01-01 | Fiberglass Reinforced Plastic | Pressurized
9044493 | 1 |  |  | yes |  | yes | Removed from Ground | Used Oil | 1000 | Marked Unknown | 1999-10-27 | Unknown
9044493 | 2 | [5 empty] | Removed from Ground | Empty | 10000 | Marked Unknown | 1989-01-01 | Unknown
9044493 | 3 | [5 empty] | Removed from Ground | Empty | 10000 | Marked Unknown | 1989-01-01 | Unknown
9044495 | 1 | Ball Float | 1999-06-08 | no | 1999-06-08 | no | Currently in Use | Regular | 10000 | Epoxy | 1999-01-01 | Fiberglass Reinforced Plastic | Pressurized
9044495 | 2 | Ball Float | 1999-06-08 | no | 1999-06-08 | no | Currently in Use | Plus | 12000 | Epoxy | 1999-01-01 | Fiberglass Reinforced Plastic | Pressurized
9044496 | 1 | Ball Float | 1999-03-24 |  | 1999-03-24 |  | Currently in Use | Gas (Historical Use) | 12000 | Composite | 1999-03-24 | Double-Walled Flex | Pressurized
9044496 | 2 | Ball Float | 1999-03-24 |  | 1999-03-24 |  | Currently in Use | Gas (Historical Use) | 8000 | Composite | 1999-03-24 | Double-Walled Flex | Pressurized
9044497 | 1 | Ball Float | 1999-12-01 | no | 1999-12-01 | no | Currently in Use | Regular | 10000 | Fiberglass | 1999-12-01 | Fiberglass Reinforced Plastic | Pressurized
9044497 | 2 | Ball Float | 1999-12-01 | no | 1999-12-01 | no | Currently in Use | Plus | 10000 | Fiberglass | 1999-12-01 | Fiberglass Reinforced Plastic | Pressurized
9044497 | A |  |  | no |  | no | Removed from Ground | Gas (Historical Use) | 5000 | Epoxy | 1999-10-01 | Galvanized Steel | Pressurized
9044497 | B |  |  | no |  | no | Removed from Ground | Gas (Historical Use) | 5000 | Epoxy | 1999-10-01 | Galvanized Steel | Pressurized
9044497 | C |  |  | no |  | no | Removed from Ground | Gas (Historical Use) | 5000 | Epoxy | 1999-10-01 | Galvanized Steel | Pressurized
9044497 | D |  |  | no |  | no | Removed from Ground | Gas (Historical Use) | 5000 | Epoxy | 1999-10-01 | Galvanized Steel | Pressurized
9044498 | 1 | Ball Float | 1999-11-01 |  | 1999-11-01 |  | Currently in Use | Gas (Historical Use) | 12000 | Fiberglass | 1999-11-01 | Flex | Pressurized
9044498 | 2 | Ball Float | 1999-11-01 |  | 1999-11-01 |  | Currently in Use | Gas (Historical Use) | 12000 | Fiberglass | 1999-11-01 | Flex | Pressurized
9044499 | 1 | Flapper Valve | 1999-11-01 |  | 1999-11-01 |  | Currently in Use | Gas (Historical Use) | 20000 | Fiberglass Double Walled | 1999-11-01 | Double Walled | Pressurized
9044499 | 2 | Flapper Valve | 1999-11-01 |  | 1999-11-01 |  | Currently in Use | Gas (Historical Use) | 12000 | Fiberglass Double Walled | 1999-11-01 | Double Walled | Pressurized
9044499 | 3 | Flapper Valve | 1999-11-01 |  | 1999-11-01 |  | Currently in Use | Gas (Historical Use) | 8000 | Fiberglass Double Walled | 1999-11-01 | Double Walled | Pressurized
9044500 | 1 | [5 empty] | Closed in Ground | Gas (Historical Use) | 0 | Not Marked/Unknown | 1970-01-01 | Not Marked
9044500 | 2 | [5 empty] | Closed in Ground | Gas (Historical Use) | 0 | Not Marked/Unknown | 1970-01-01 | Not Marked
9044500 | 3 |  |  | no |  | no | Removed from Ground | Used Oil | 1000 | Bare Steel | 2002-02-25 | Unknown | Gravity Fed
9044501 | 1 | Ball Float | 2000-02-01 |  | 2000-02-01 |  | Currently in Use | Gas (Historical Use) | 20000 | Fiberglass | 2000-02-01 | Double-Walled Flex | Pressurized
9044501 | 2 | Ball Float | 2000-02-01 |  | 2000-02-01 |  | Currently in Use | Gas (Historical Use) | 12000 | Fiberglass | 2000-02-01 | Double-Walled Flex | Pressurized
9044501 | 3 | Ball Float | 2005-10-01 | no | 2005-10-01 | no | Currently in Use | Diesel | 6000 | Composite | 2005-10-01 | Double-Walled Flex | Pressurized
9044502 | 1 | [5 empty] | Removed from Ground | Gas (Historical Use) | 2000 | Not Marked/Unknown | 2000-05-18 | Galvanized Steel | Safe Suction (Euro)
9044502 | 2 | [5 empty] | Removed from Ground | Gas (Historical Use) | 2000 | Not Marked/Unknown | 2000-05-18 | Galvanized Steel | Safe Suction (Euro)
9044502 | 3 | [5 empty] | Removed from Ground | Gas (Historical Use) | 2000 | Not Marked/Unknown | 2000-05-18 | Galvanized Steel | Safe Suction (Euro)
9044502 | 4 | [5 empty] | Removed from Ground | Gas (Historical Use) | 2000 | Not Marked/Unknown | 2000-05-18 | Galvanized Steel | Safe Suction (Euro)
9044502 | 5 |  |  | yes |  | yes | Removed from Ground | Used Oil | 500 | Not Marked/Unknown | 2000-05-18 | Galvanized Steel | Safe Suction (Euro)
9044503 | 1 | [5 empty] | Removed from Ground | Gas (Historical Use) | 8000 | Bare Steel | 1998-11-01 | Galvanized Steel
9044503 | 2 |  |  | yes |  | yes | Removed from Ground | Empty | 1100 | Marked Unknown | 2000-08-01 | Unknown
9044504 | 1 | Ball Float | 1999-09-01 |  | 1999-09-01 |  | Currently in Use | Gas (Historical Use) | 10000 | Composite | 1999-09-01 | Fiberglass Reinforced Plastic | Pressurized
9044504 | 2 | Ball Float | 1999-09-01 |  | 1999-09-01 |  | Currently in Use | Gas (Historical Use) | 10000 | Composite | 1999-09-01 | Fiberglass Reinforced Plastic | Pressurized
9044504 | 3 | Ball Float | 1999-09-01 |  | 1999-09-01 |  | Currently in Use | Gas (Historical Use) | 10000 | Composite | 1999-09-01 | Fiberglass Reinforced Plastic | Pressurized
9044505 | 1 | [5 empty] | Removed from Ground | Gas (Historical Use) | 1000 | Not Marked/Unknown | 1998-12-22 | Not Marked
9044506 | 1 | Ball Float | 1996-10-01 |  | 1996-10-01 |  | Currently in Use | Gas (Historical Use) | 0 | Fiberglass | 1996-10-01 | Fiberglass Reinforced Plastic | Pressurized
9044506 | 2 | Ball Float | 1996-10-01 |  | 1996-10-01 |  | Currently in Use | Gas (Historical Use) | 0 | Fiberglass | 1996-10-01 | Fiberglass Reinforced Plastic | Pressurized
9044507 | 1 | [5 empty] | Removed from Ground | Gas (Historical Use) | 500 | Bare Steel | 1950-01-01 | Unknown
9044507 | 2 | [5 empty] | Removed from Ground | Gas (Historical Use) | 500 | Bare Steel | 1950-01-01 | Unknown
9044507 | 3 | [5 empty] | Removed from Ground | Gas (Historical Use) | 500 | Bare Steel | 1950-01-01 | Unknown
9044507 | 4 | [5 empty] | Removed from Ground | Gas (Historical Use) | 500 | Bare Steel | 1950-01-01 | Unknown
9044508 | 1 | Ball Float | 2000-11-21 |  | 2000-11-21 |  | Currently in Use | Gas (Historical Use) | 10000 | Composite | 2000-10-14 | Fiberglass Reinforced Plastic | Pressurized
9044508 | 2A | Ball Float | 2000-11-21 |  | 2000-11-21 |  | Currently in Use | Gas (Historical Use) | 8000 | Composite | 2000-10-14 | Fiberglass Reinforced Plastic | Pressurized
9044508 | 2B | Ball Float | 2000-11-21 |  | 2000-11-21 |  | Currently in Use | Diesel | 4000 | Composite | 2000-10-14 | Fiberglass Reinforced Plastic | Pressurized
9044509 | 1 | [5 empty] | Removed from Ground | Gas (Historical Use) | 1000 | Bare Steel | 1970-01-01 | Not Marked
9044510 | 1 | Ball Float | 2000-12-01 | no | 2000-12-01 | no | Currently in Use | Regular | 12000 | Composite | 2000-12-01 | Fiberglass Reinforced Plastic | Pressurized
9044510 | 2 | Ball Float | 2000-12-01 | no | 2000-12-01 | no | Currently in Use | Premium | 12000 | Composite | 2000-12-01 | Fiberglass Reinforced Plastic | Pressurized
9044510 | 3 | Ball Float | 2000-12-01 | no | 2000-12-01 | no | Currently in Use | Diesel | 12000 | Composite | 2000-12-01 | Fiberglass Reinforced Plastic | Pressurized
9044510 | 4 | Ball Float | 2000-12-01 | no | 2000-12-01 | no | Currently in Use | Diesel | 6000 | Composite | 2000-12-01 | Fiberglass Reinforced Plastic | Pressurized
9044510 | 5 | Flapper Valve | 2000-12-01 | no | 2000-12-01 | no | Currently in Use | Kerosene | 1000 | Composite | 2000-12-01 | Fiberglass Reinforced Plastic | Safe Suction (Euro)
9044511 | 1 | [5 empty] | Removed from Ground | Gas (Historical Use) | 1000 | Not Marked/Unknown | 2001-04-01 | Bare Steel
9044512 | 1 | Ball Float | 2000-12-14 |  | 2000-12-14 |  | Currently in Use | Gas (Historical Use) | 12000 | Epoxy | 2000-12-08 | Double-Walled Flex | Pressurized
9044512 | 2 | Ball Float | 2000-12-14 |  | 2000-12-14 |  | Currently in Use | Gas (Historical Use) | 10000 | Epoxy | 2000-12-08 | Double-Walled Flex | Pressurized
9044512 | 3 | Ball Float | 2000-12-14 |  | 2000-12-14 |  | Currently in Use | Diesel | 8000 | Epoxy | 2000-12-08 | Double-Walled Flex | Pressurized
9044513 | 1 | Ball Float | 2000-11-02 | no | 2000-11-02 | no | Currently in Use | Regular | 12000 | Epoxy | 2000-10-28 | Double-Walled Flex | Pressurized
9044513 | 2 | Ball Float | 2000-11-02 | no | 2000-11-02 | no | Currently in Use | Premium | 10000 | Epoxy | 2000-10-28 | Double-Walled Flex | Pressurized
9044513 | 3 | Ball Float | 2000-11-02 | no | 2000-11-02 | no | Currently in Use | Diesel | 8000 | Epoxy | 2000-10-28 | Double-Walled Flex | Pressurized
9044514 | 1 | Ball Float | 2000-09-01 | no | 2000-09-01 | no | Currently in Use | Gas (Historical Use) | 12000 | Epoxy | 2000-09-01 | Flex | Pressurized
9044514 | 2 | Ball Float | 2000-09-01 | no | 2000-09-01 | no | Currently in Use | Gas (Historical Use) | 12000 | Epoxy | 2000-09-01 | Flex | Pressurized
9044515 | 1 | Ball Float | 2001-03-01 | no | 2001-03-01 | no | Currently in Use | Gas (Historical Use) | 20000 | Fiberglass Double Walled | 2001-02-01 | Double-Walled Flex | Pressurized
9044515 | 2 | Ball Float | 2001-03-01 | no | 2001-03-01 | no | Currently in Use | Gas (Historical Use) | 20000 | Fiberglass Double Walled | 2001-02-01 | Double-Walled Flex | Pressurized
9044515 | 3 | Ball Float | 2001-03-01 | no | 2001-03-01 | no | Currently in Use | Gas (Historical Use) | 12000 | Fiberglass Double Walled | 2001-02-01 | Double-Walled Flex | Pressurized
9044515 | 4A |  | 2015-09-01 | no | 2015-09-01 | no | Currently in Use | Diesel | 10000 | Tank Jacket | 2015-09-01 | Double-Walled Flex | Pressurized
9044515 | 4B |  | 2015-09-01 | no | 2015-09-01 | no | Temporarily out of use |  | 9000 | Tank Jacket | 2015-09-01 | Double-Walled Flex | Pressurized
9044516 | 1 | [5 empty] | Removed from Ground | Diesel | 150 | Bare Steel | 1982-01-01 | Bare Steel | Gravity Fed
9044516 | 2 | Overfill Alarm | 2001-10-25 | no | 2001-10-25 | no | Removed from Ground | Diesel | 150 | Composite Double Walled | 2001-10-25 | Aboveground | Safe Suction (Euro)
9044517 | 1 | [5 empty] | Removed from Ground | Gas (Historical Use) | 0 | Marked Unknown |  | Unknown
9044518 | 1 |  | 2000-10-01 |  | 2000-10-01 |  | Currently in Use | Gas (Historical Use) | 12000 | Fiberglass | 2000-10-01 | Fiberglass Reinforced Plastic | Pressurized
9044518 | 2 |  | 2000-10-01 |  | 2000-10-01 |  | Currently in Use | Gas (Historical Use) | 10000 | Fiberglass | 2000-10-01 | Fiberglass Reinforced Plastic | Pressurized
9044519 | 1 | Ball Float | 2001-12-20 | no | 2001-12-20 | no | Currently in Use | Regular | 12000 | Composite | 2001-12-20 | Double-Walled Flex | Pressurized
9044519 | 2A | Ball Float | 2001-12-20 | no | 2001-12-20 | no | Currently in Use | Premium | 8000 | Composite | 2001-12-20 | Double-Walled Flex | Pressurized
9044519 | 2B | Ball Float | 2001-12-20 | no | 2001-12-20 | no | Currently in Use | Diesel | 4000 | Composite | 2001-12-20 | Double-Walled Flex | Pressurized
9044520 | 1 | Ball Float | 2001-02-01 | no | 2001-02-01 | no | Currently in Use | Regular | 12000 | Epoxy | 2001-02-01 | Fiberglass Reinforced Plastic | Pressurized
9044520 | 2 | Ball Float | 2001-02-01 | no | 2001-02-01 | no | Currently in Use | Premium | 12000 | Epoxy | 2001-02-01 | Fiberglass Reinforced Plastic | Pressurized
9044520 | 3 | Ball Float | 2001-02-01 | no | 2001-02-01 | no | Currently in Use | E-85 | 12000 | Epoxy | 2001-02-01 | Fiberglass Reinforced Plastic | Pressurized
9044521 | 1 | Ball Float | 2001-08-01 | no | 2001-08-01 | no | Currently in Use | Regular | 12000 | Composite | 2001-08-01 | Fiberglass Reinforced Plastic | Pressurized
9044521 | 2 | Ball Float | 2001-08-01 | no | 2001-08-01 | no | Currently in Use | Premium | 12000 | Composite | 2001-08-01 | Fiberglass Reinforced Plastic | Pressurized
9044522 | 1 | Flapper Valve | 2001-10-08 | no | 2001-10-08 | no | Currently in Use | Regular | 10000 | Fiberglass | 2001-05-01 | Fiberglass Reinforced Plastic | Pressurized
9044522 | 2 | Flapper Valve | 2001-10-08 | no | 2001-10-08 | no | Currently in Use | Premium | 10000 | Fiberglass | 2001-05-01 | Fiberglass Reinforced Plastic | Pressurized
9044522 | 3 | Flapper Valve | 2001-10-08 | no | 2001-10-08 | no | Currently in Use | Diesel | 8000 | Fiberglass | 2001-05-01 | Fiberglass Reinforced Plastic | Pressurized
9044523 | 1 | Ball Float | 2001-11-01 | no | 2001-11-01 | no | Currently in Use | Regular | 12000 | Composite | 2001-11-01 | Fiberglass Reinforced Plastic | Pressurized
9044523 | 2 | Ball Float | 2001-11-01 | no | 2001-11-01 | no | Currently in Use | Premium | 12000 | Composite | 2001-11-01 | Fiberglass Reinforced Plastic | Pressurized
9044523 | 3 | Flapper Valve | 2001-11-01 | no | 2001-11-01 | no | Currently in Use | Diesel | 8000 | Composite | 2001-11-01 | Fiberglass Reinforced Plastic | Pressurized
9044524 | 1 | Ball Float | 2001-10-15 | no | 2001-10-15 | no | Currently in Use | Regular | 12000 | Composite | 2001-10-09 | Fiberglass Reinforced Plastic | Pressurized
9044524 | 2 | Ball Float | 2001-10-15 | no | 2001-10-15 | no | Currently in Use | Premium | 10000 | Composite | 2001-10-09 | Fiberglass Reinforced Plastic | Pressurized
9044524 | 3 | Ball Float | 2001-10-15 | no | 2001-10-15 | no | Currently in Use | Diesel | 8000 | Composite | 2001-10-09 | Fiberglass Reinforced Plastic | Pressurized
9045001 | 1 | [5 empty] | Removed from Ground | Gas (Historical Use) | 560 | Bare Steel | 1973-07-01 | Galvanized Steel
9045002 | 6 |  | 1997-06-26 |  | 1998-09-01 |  | Removed from Ground | Gas (Historical Use) | 10000 | Cathodically Protected Steel | 1981-01-01 | Cathodically Protected | Pressurized
9045002 | 7 |  | 2007-05-07 | no | 2007-05-07 | no | Currently in Use | Gas (Historical Use) | 15000 | Composite Double Walled | 2007-05-08 | Double-Walled Flex | Pressurized
9045002 | 8 |  | 2007-05-07 | no | 2007-05-07 | no | Currently in Use | Gas (Historical Use) | 8000 | Composite Double Walled | 2007-05-08 | Double-Walled Flex | Pressurized
9045002 | 9 |  | 2007-05-07 | no | 2007-05-07 | no | Currently in Use | Diesel | 8000 | Composite Double Walled | 2007-05-08 | Double-Walled Flex | Pressurized
9045004 | 1 |  | 1989-08-01 |  | 1989-08-01 |  | Currently in Use | Gas (Historical Use) | 6000 | Galvanic (STIP-3) | 1989-08-01 | Galvanized Steel | Pressurized
9045004 | 2 |  | 1989-08-01 |  | 1989-08-01 |  | Currently in Use | Gas (Historical Use) | 12000 | Galvanic (STIP-3) | 1989-08-01 | Galvanized Steel | Pressurized
9045004 | 3 |  | 1989-08-01 |  | 1989-08-01 |  | Currently in Use | Gas (Historical Use) | 5000 | Galvanic (STIP-3) | 1989-08-01 | Galvanized Steel | Pressurized
9045005 | 1 | [5 empty] | Removed from Ground | Gas (Historical Use) | 1000 | Bare Steel | 1979-01-01 | Galvanized Steel
9045005 | 2 | [5 empty] | Removed from Ground | Diesel | 1000 | Bare Steel | 1979-01-01 | Galvanized Steel
9045007 | 1 |  |  | yes |  | yes | Removed from Ground | Used Oil | 550 | Bare Steel | 1966-01-01 | Bare Steel
9045008 | 1 | [5 empty] | Currently in Use | Gas (Historical Use) | 10000 | Composite | 1987-01-01 | Galvanized Steel
9045008 | 10 | [5 empty] | Currently in Use | Gas (Historical Use) | 560 | Not Marked/Unknown |  | Not Marked
9045008 | 2 | [5 empty] | Currently in Use | Gas (Historical Use) | 3000 | Not Marked/Unknown |  | Not Marked
9045008 | 3 | [5 empty] | Removed from Ground | Gas (Historical Use) | 2000 | Not Marked/Unknown | 1995-03-01 | Not Marked
9045008 | 4 | [5 empty] | Removed from Ground | Gas (Historical Use) | 1000 | Not Marked/Unknown | 1993-06-01 | Not Marked
9045008 | 5 | [5 empty] | Currently in Use | Gas (Historical Use) | 6000 | Not Marked/Unknown |  | Not Marked
9045008 | 6 | [5 empty] | Currently in Use | Gas (Historical Use) | 6000 | Not Marked/Unknown |  | Not Marked
9045008 | 7 | [5 empty] | Currently in Use | Gas (Historical Use) | 6000 | Not Marked/Unknown |  | Not Marked
9045008 | 8 | [5 empty] | Currently in Use | Gas (Historical Use) | 560 | Not Marked/Unknown |  | Not Marked
9045008 | 9 | [5 empty] | Currently in Use | Diesel | 580 | Not Marked/Unknown |  | Not Marked
9045009 | 1 |  | 1998-11-07 |  | 1998-11-07 |  | Currently in Use | Gas (Historical Use) | 3000 | Steel-Impressed Current | 1988-01-01 | Cathodically Protected | Pressurized
9045009 | 2 |  | 1998-11-07 |  | 1998-11-01 |  | Currently in Use | Gas (Historical Use) | 3000 | Steel-Impressed Current | 1988-01-01 | Cathodically Protected | Pressurized
9045009 | 3 |  | 1998-11-07 |  | 1998-11-07 |  | Currently in Use | Gas (Historical Use) | 3000 | Steel-Impressed Current | 1988-01-01 | Cathodically Protected | Pressurized
9045009 | 4 |  | 1998-11-07 |  | 1998-11-07 |  | Currently in Use | Gas (Historical Use) | 1000 | Steel-Impressed Current | 1988-01-01 | Cathodically Protected | Pressurized
9045009 | 5 |  | 1998-11-07 |  | 1998-11-07 |  | Currently in Use | Kerosene | 1000 | Steel-Impressed Current | 1988-01-01 | Cathodically Protected | Pressurized
9045009 | 6 |  | 1998-11-07 |  | 1998-11-07 |  | Currently in Use | Diesel | 10000 | Steel-Impressed Current | 1998-12-11 | Cathodically Protected | Pressurized
9045011 | 1 | [5 empty] | Removed from Ground | Gas (Historical Use) | 560 | Bare Steel | 1968-01-01 | Galvanized Steel
9045011 | 2 | [5 empty] | Removed from Ground | Diesel | 560 | Bare Steel | 1960-01-01 | Galvanized Steel
9045011 | 3 | [5 empty] | Removed from Ground | Diesel | 560 | Bare Steel | 1960-01-01 | Galvanized Steel
9045011 | 4 |  | 1990-01-01 |  | 1990-01-01 |  | Removed from Ground | Gas (Historical Use) | 1000 | Galvanic (STIP-3) | 1990-01-01 | Cathodically Protected | Safe Suction (Euro)
9045011 | 5 |  | 1990-01-01 |  | 1990-01-01 |  | Removed from Ground | Diesel | 1000 | Galvanic (STIP-3) | 1990-01-01 | Cathodically Protected | Safe Suction (Euro)
9045012 | 1 | [5 empty] | Temporarily out of use | Gas (Historical Use) | 5000 | Bare Steel | 1981-01-01 | Galvanized Steel | Suction (American)
9045012 | 2 | [5 empty] | Temporarily out of use | Diesel | 6000 | Bare Steel | 1981-01-01 | Galvanized Steel | Suction (American)
9045012 | 3 | [5 empty] | Temporarily out of use | Diesel | 6000 | Bare Steel | 1981-01-01 | Galvanized Steel | Suction (American)
9045017 | 1 | [5 empty] | Removed from Ground | Other | 560 | Bare Steel | 1976-01-01 | Galvanized Steel
9045017 | 2 | [5 empty] | Removed from Ground | Other | 1000 | Bare Steel | 1976-01-01 | Galvanized Steel
9045018 | 1 | [5 empty] | Removed from Ground | Empty | 0 | Bare Steel | 1989-08-01 | Galvanized Steel
9045018 | 2 | [5 empty] | Removed from Ground | Empty | 0 | Bare Steel | 1989-08-01 | Galvanized Steel
9045019 | 1 | [5 empty] | Removed from Ground | Empty | 1000 | Bare Steel | 1987-12-01 | Galvanized Steel
9045020 | 1 | Ball Float | 1990-03-29 |  | 1990-03-29 |  | Temporarily out of use | Gas (Historical Use) | 10000 | Cathodically Protected Steel | 1983-01-01 | Steel (Impressed Current) | Pressurized
9045020 | 2 | Ball Float | 1990-03-29 |  | 1990-03-29 |  | Temporarily out of use | Gas (Historical Use) | 8000 | Cathodically Protected Steel | 1983-01-01 | Steel (Impressed Current) | Pressurized
9045020 | 3 | Ball Float | 1990-03-29 |  | 1990-03-29 |  | Temporarily out of use | Gas (Historical Use) | 6000 | Cathodically Protected Steel | 1983-01-01 | Steel (Impressed Current) | Pressurized
9045020 | 4 | Ball Float | 1990-03-29 |  | 1990-03-29 |  | Temporarily out of use | Diesel | 5000 | Cathodically Protected Steel | 1983-01-01 | Steel (Impressed Current) | Pressurized
9045021 | 1 | [5 empty] | Removed from Ground | Empty | 2000 | Bare Steel | 1985-01-01 | Galvanized Steel
9045021 | 2 | [5 empty] | Removed from Ground | Empty | 1000 | Bare Steel | 1985-01-01 | Galvanized Steel
9045022 | 347 | [5 empty] | Removed from Ground | Gas (Historical Use) | 500 | Bare Steel | 1971-01-01 | Galvanized Steel
9045022 | 348 | [5 empty] | Removed from Ground | Gas (Historical Use) | 1000 | Bare Steel | 1971-01-01 | Galvanized Steel
9045023 | 1 | [5 empty] | Removed from Ground | Other | 2000 | Marked Unknown |  | Unknown
9045023 | 2 | [5 empty] | Removed from Ground | Other | 2000 | Marked Unknown |  | Unknown
9045024 | 1 |  | 1998-04-16 |  | 1998-04-16 |  | Currently in Use | Gas (Historical Use) | 8000 | Cathodically Protected Steel | 1988-01-01 | Fiberglass Reinforced Plastic | Pressurized
9045024 | 2 |  | 1998-04-16 |  | 1998-04-16 |  | Currently in Use | Gas (Historical Use) | 8000 | Cathodically Protected Steel | 1988-01-01 | Fiberglass Reinforced Plastic | Pressurized
9045024 | 3 |  | 1998-04-16 |  | 1998-04-16 |  | Currently in Use | Gas (Historical Use) | 8000 | Cathodically Protected Steel | 1988-01-01 | Fiberglass Reinforced Plastic | Pressurized
9045025 | 1 | [5 empty] | Removed from Ground | Other | 560 | Bare Steel | 1987-10-06 | Copper | Suction (American)
9045027 | 2 |  | 1997-08-19 |  | 1998-09-01 |  | Removed from Ground | Gas (Historical Use) | 4000 | Steel-Impressed Current | 1964-01-01 | Bare Steel | Pressurized
9045027 | 3 |  | 1997-08-19 |  | 1998-09-01 |  | Removed from Ground | Gas (Historical Use) | 4000 | Steel-Impressed Current | 1964-01-01 | Bare Steel | Pressurized
9045027 | 4 |  | 1997-08-19 |  | 1998-09-01 |  | Removed from Ground | Gas (Historical Use) | 4000 | Steel-Impressed Current | 1964-01-01 | Bare Steel | Pressurized
9045027 | 5 |  | 1997-08-19 |  | 1998-09-01 |  | Removed from Ground | Diesel | 4000 | Steel-Impressed Current | 1964-01-01 | Bare Steel | Pressurized
9045027 | 6 |  |  | yes |  | yes | Removed from Ground | Used Oil | 550 | Bare Steel | 1964-01-01 | Galvanized Steel
9045027 | 7 | [5 empty] | Removed from Ground | Gas (Historical Use) | 550 | Not Marked/Unknown | 1966-01-01 | Not Marked
9045027 | 8 | [5 empty] | Removed from Ground | Gas (Historical Use) | 550 | Not Marked/Unknown | 1966-01-01 | Not Marked
9045030 | 1 | [5 empty] | Removed from Ground | Gas (Historical Use) | 1000 | Bare Steel | 1980-01-01 | Unknown | Safe Suction (Euro)
9045030 | 2 | [5 empty] | Removed from Ground | Gas (Historical Use) | 1000 | Bare Steel | 1980-01-01 | Unknown | Safe Suction (Euro)
9045031 | 1 | Flapper Valve | 1987-03-01 | no | 1987-03-01 | no | Currently in Use | E-10 | 6000 | Steel-Impressed Current | 1987-03-01 | Steel (Impressed Current) | Pressurized
9045031 | 2 | Flapper Valve | 1987-03-01 | no | 1987-03-01 | no | Currently in Use | E-10 | 6000 | Steel-Impressed Current | 1987-03-01 | Steel (Impressed Current) | Pressurized
9045031 | 3 | Flapper Valve | 1987-03-01 | no | 1987-03-01 | no | Currently in Use | E-10 | 6000 | Steel-Impressed Current | 1987-03-01 | Steel (Impressed Current) | Pressurized
9045032 | 1 | [5 empty] | Removed from Ground | Gas (Historical Use) | 8000 | Epoxy | 1998-02-10 | Galvanized Steel | Pressurized
9045032 | 2 | [5 empty] | Removed from Ground | Gas (Historical Use) | 8000 | Epoxy | 1998-02-10 | Galvanized Steel | Pressurized
9045032 | 3 | [5 empty] | Removed from Ground | Gas (Historical Use) | 8000 | Epoxy | 1998-02-10 | Galvanized Steel | Pressurized
9045032 | 4 |  | 1998-02-15 |  | 1998-02-15 |  | Temporarily out of use | Diesel | 4000 | Epoxy | 1998-02-15 | Double-Walled Fiberglass | Pressurized
9045032 | 5 |  | 1998-02-15 |  | 1998-02-15 |  | Currently in Use | Gas (Historical Use) | 12000 | Composite | 1998-02-10 | Double-Walled Fiberglass | Pressurized
9045032 | 6 |  | 1998-02-10 |  | 1998-02-10 |  | Currently in Use | Gas (Historical Use) | 8000 | Composite | 1998-02-10 | Double-Walled Fiberglass | Pressurized
9045033 | 1 |  | 1989-01-01 |  | 1989-01-01 |  | Currently in Use | Gas (Historical Use) | 8000 | Galvanic (STIP-3) | 1988-01-01 | Fiberglass Reinforced Plastic | Pressurized
9045033 | 2 |  | 1989-01-01 |  | 1989-01-01 |  | Currently in Use | Gas (Historical Use) | 8000 | Galvanic (STIP-3) | 1988-01-01 | Fiberglass Reinforced Plastic | Pressurized
9045033 | 3 |  | 1989-01-01 |  | 1989-01-01 |  | Currently in Use | Gas (Historical Use) | 8000 | Galvanic (STIP-3) | 1988-01-01 | Fiberglass Reinforced Plastic | Pressurized
9045034 | 1 |  | 1991-10-01 |  | 1991-10-01 |  | Temporarily out of use | Gas (Historical Use) | 6000 | Galvanic (STIP-3) | 1991-10-01 | Fiberglass Reinforced Plastic | Safe Suction (Euro)
9045034 | 2 |  | 1991-10-01 |  | 1991-10-01 |  | Temporarily out of use | Gas (Historical Use) | 6000 | Galvanic (STIP-3) | 1991-10-01 | Fiberglass Reinforced Plastic | Safe Suction (Euro)
9045034 | 3 |  | 1991-10-01 |  | 1991-10-01 |  | Temporarily out of use | Gas (Historical Use) | 6000 | Galvanic (STIP-3) | 1991-10-01 | Fiberglass Reinforced Plastic | Safe Suction (Euro)
9045034 | 4 |  | 1991-10-01 |  | 1991-10-01 |  | Temporarily out of use | Diesel | 2000 | Galvanic (STIP-3) | 1991-10-01 | Fiberglass Reinforced Plastic | Safe Suction (Euro)
9045035 | 1 | [5 empty] | Removed from Ground | Gas (Historical Use) | 4000 | Not Marked/Unknown | 1966-01-01 | Not Marked
9045035 | 2 | [5 empty] | Removed from Ground | Gas (Historical Use) | 4000 | Not Marked/Unknown | 1966-01-01 | Not Marked
9045035 | 3 | [5 empty] | Removed from Ground | Gas (Historical Use) | 4000 | Not Marked/Unknown | 1966-01-01 | Not Marked
9045035 | 4 |  | 1997-07-01 |  | 1997-07-01 |  | Removed from Ground | Other | 12000 | Cathodically Protected Steel | 1997-07-01 | Fiberglass Reinforced Plastic | Pressurized
9045035 | 5 |  | 1997-07-01 |  | 1997-07-01 |  | Removed from Ground | Other | 6000 | Cathodically Protected Steel | 1997-07-01 | Fiberglass Reinforced Plastic | Pressurized
9045037 | 1 | Flapper Valve | 1989-01-01 | no | 1989-01-01 | no | Currently in Use | Diesel | 2000 | Galvanic (STIP-3) | 1989-06-01 | Galvanized Steel | Pressurized
9045037 | 2 | Flapper Valve | 1989-01-01 | no | 1989-01-01 | no | Currently in Use | Diesel Off Road | 2000 | Galvanic (STIP-3) | 1989-06-01 | Galvanized Steel | Pressurized
9045037 | 3 | Flapper Valve | 1989-01-01 | no | 1989-01-01 | no | Currently in Use | Regular | 3000 | Galvanic (STIP-3) | 1989-06-01 | Galvanized Steel | Pressurized
9045037 | 4 | [5 empty] | Removed from Ground | Diesel | 1000 | Cathodically Protected Steel | 1988-09-17 | Galvanized Steel | Pressurized
9045038 | 1 | [5 empty] | Removed from Ground | Gas (Historical Use) | 1000 | Bare Steel | 1998-12-01 | Bare Steel | Safe Suction (Euro)
9045038 | 2 | [5 empty] | Removed from Ground | Gas (Historical Use) | 1000 | Bare Steel | 1998-12-01 | Bare Steel | Safe Suction (Euro)
9045038 | 3 |  | 1998-12-01 |  | 1998-12-01 |  | Temporarily out of use | Gas (Historical Use) | 1000 | Composite | 1998-12-01 | Fiberglass Reinforced Plastic | Suction (American)
9045038 | 4 |  | 1998-12-01 |  | 1998-12-01 |  | Temporarily out of use | Gas (Historical Use) | 1000 | Composite | 1998-12-01 | Fiberglass Reinforced Plastic | Suction (American)
9045039 | 1A |  | 1998-07-11 |  | 1998-07-11 |  | Temporarily out of use | Gas (Historical Use) | 2000 | Cathodically Protected Steel | 1998-07-11 | Cathodically Protected | Suction (American)
9045039 | 1B |  | 1998-07-11 |  | 1998-07-11 |  | Temporarily out of use | Gas (Historical Use) | 2000 | Cathodically Protected Steel | 1998-07-11 | Cathodically Protected | Suction (American)
9045041 | 1 |  | 1998-02-14 |  | 1998-02-14 |  | Currently in Use | Gas (Historical Use) | 4000 | Galvanic (STIP-3) | 1996-02-14 | Fiberglass Reinforced Plastic | Pressurized
9045041 | 2 |  | 1998-02-14 |  | 1998-02-14 |  | Currently in Use | Gas (Historical Use) | 5000 | Galvanic (STIP-3) | 1996-02-14 | Fiberglass Reinforced Plastic | Pressurized
9045041 | 3 |  | 1998-02-14 |  | 1998-02-14 |  | Currently in Use | Diesel | 3000 | Galvanic (STIP-3) | 1996-02-14 | Fiberglass Reinforced Plastic | Pressurized
9045042 | 1 | [5 empty] | Removed from Ground | Diesel | 4000 | Bare Steel | 1966-01-01 | Bare Steel | Safe Suction (Euro)
9045042 | 2 | [5 empty] | Removed from Ground | Diesel | 4000 | Bare Steel | 1966-01-01 | Bare Steel | Safe Suction (Euro)
9045042 | 7 |  |  | yes |  | yes | Removed from Ground | Used Oil | 2000 | Bare Steel | 1966-01-01 | Bare Steel | Safe Suction (Euro)
9045043 | 6 | [5 empty] | Removed from Ground | Diesel | 1000 | Bare Steel | 1999-06-25 | Bare Steel
9045044 | 1 | Ball Float | 1999-11-01 | yes | 1999-11-01 | no | Currently in Use | E-10 | 12000 | Composite | 1999-11-01 | Double-Walled Flex | Pressurized
9045044 | 2 | Ball Float | 1999-11-01 | yes | 1999-11-01 | no | Currently in Use | E-10 | 10000 | Composite | 1999-11-01 | Double-Walled Flex | Pressurized
9045044 | 3 | Ball Float | 1999-11-01 | yes | 1999-11-01 | no | Currently in Use | Diesel | 12000 | Composite | 1999-11-01 | Double-Walled Flex | Pressurized
9045045 | 1 |  | 1998-07-01 |  | 1998-07-01 |  | Removed from Ground | Gas (Historical Use) | 6000 | Steel-Impressed Current | 1998-07-01 | Cathodically Protected | Suction (American)
9045045 | 2 |  | 1998-07-01 |  | 1998-07-01 |  | Removed from Ground | Gas (Historical Use) | 6000 | Steel-Impressed Current | 1998-07-01 | Cathodically Protected | Suction (American)
9045045 | 3 |  | 1998-07-01 |  | 1998-07-01 |  | Removed from Ground | Gas (Historical Use) | 6000 | Steel-Impressed Current | 1998-07-01 | Cathodically Protected | Suction (American)
9045046 | 1 |  | 2000-02-17 |  | 2000-02-17 |  | Temporarily out of use | Diesel | 20000 | Composite | 2000-02-17 | Fiberglass Reinforced Plastic | Suction (American)
9045087 | 1 | [5 empty] | Removed from Ground | Diesel | 2000 | Not Marked/Unknown | 1998-10-01 | Not Marked
9045087 | 2 |  | 1998-10-08 |  | 1998-10-08 |  | Currently in Use | Diesel | 2000 | Fiberglass | 1998-10-08 | Fiberglass Reinforced Plastic | Suction (American)
9046002 | 1 | [5 empty] | Removed from Ground | Gas (Historical Use) | 1000 | Bare Steel | 1955-01-01 | Galvanized Steel | Safe Suction (Euro)
9046002 | 2 | [5 empty] | Removed from Ground | Gas (Historical Use) | 1000 | Bare Steel | 1955-01-01 | Galvanized Steel | Safe Suction (Euro)
9046003 | 1 |  | 1998-12-20 |  | 1998-12-20 |  | Removed from Ground | Gas (Historical Use) | 4000 | Steel-Impressed Current | 1963-01-01 | Cathodically Protected | Pressurized
9046003 | 2 |  | 1998-12-20 |  | 1998-12-20 |  | Removed from Ground | Gas (Historical Use) | 4000 | Steel-Impressed Current | 1963-01-01 | Cathodically Protected | Pressurized
9046003 | 3 |  | 1998-12-20 |  | 1998-12-20 |  | Removed from Ground | Gas (Historical Use) | 4000 | Steel-Impressed Current | 1963-01-01 | Cathodically Protected | Pressurized
9046003 | 4 |  | 1998-12-20 |  | 1998-12-20 |  | Removed from Ground | Diesel | 4000 | Steel-Impressed Current | 1963-01-01 | Cathodically Protected | Pressurized
9046004 | 1 | [5 empty] | Removed from Ground | Gas (Historical Use) | 4000 | Bare Steel | 1963-01-01 | Galvanized Steel
9046004 | 2 | [5 empty] | Removed from Ground | Gas (Historical Use) | 3000 | Bare Steel | 1963-01-01 | Galvanized Steel
9046004 | 3 | [5 empty] | Removed from Ground | Gas (Historical Use) | 3000 | Bare Steel | 1963-01-01 | Galvanized Steel
9046005 | 1 | [5 empty] | Permanently Out of Use - historical purposes | Diesel | 10000 | Bare Steel | 1983-01-01 | Galvanized Steel
9046005 | 2 | [5 empty] | Permanently Out of Use - historical purposes | Gas (Historical Use) | 8000 | Bare Steel | 1983-01-01 | Galvanized Steel
9046006 | 1 | [5 empty] | Removed from Ground | Gas (Historical Use) | 3000 | Bare Steel | 1987-12-01 | Galvanized Steel
9046006 | 2 | [5 empty] | Removed from Ground | Diesel | 2000 | Bare Steel | 1987-12-01 | Galvanized Steel
9046007 | 1 | [5 empty] | Removed from Ground | Kerosene | 1000 | Bare Steel | 1987-12-01 | Galvanized Steel
9046007 | 2 | [5 empty] | Removed from Ground | Diesel | 560 | Bare Steel | 1987-12-01 | Galvanized Steel
9046008 | 1 | Flapper Valve | 1998-10-02 |  | 1997-01-03 |  | Currently in Use | Gas (Historical Use) | 3000 | Galvanic (STIP-3) | 1988-01-01 | Fiberglass Reinforced Plastic | Safe Suction (Euro)
9046008 | 2 | Flapper Valve | 1998-10-02 |  | 1997-01-03 |  | Currently in Use | Gas (Historical Use) | 3000 | Galvanic (STIP-3) | 1988-01-01 | Fiberglass Reinforced Plastic | Safe Suction (Euro)
9046008 | 3 | Flapper Valve | 1998-10-02 |  | 1997-01-03 |  | Currently in Use | Gas (Historical Use) | 3000 | Galvanic (STIP-3) | 1988-01-01 | Fiberglass Reinforced Plastic | Safe Suction (Euro)
9046009 | 1 | [5 empty] | Removed from Ground | Gas (Historical Use) | 8000 | Marked Unknown | 1978-01-01 | Unknown
9046009 | 2 | [5 empty] | Removed from Ground | Gas (Historical Use) | 4000 | Marked Unknown | 1978-01-01 | Unknown
9046009 | 3 | [5 empty] | Removed from Ground | Gas (Historical Use) | 4000 | Marked Unknown | 1978-01-01 | Unknown
9046009 | 4 |  | 1991-05-02 |  | 1991-05-02 |  | Removed from Ground | Gas (Historical Use) | 10000 | Composite | 1991-05-08 | Double-Walled Fiberglass | Pressurized
9046009 | 5 |  | 1991-05-02 |  | 1991-05-02 |  | Removed from Ground | Gas (Historical Use) | 6000 | Composite | 1991-05-08 | Double-Walled Fiberglass | Pressurized
9046009 | 6 |  | 1991-05-02 |  | 1991-05-02 |  | Removed from Ground | Gas (Historical Use) | 6000 | Composite | 1991-05-08 | Double-Walled Fiberglass | Pressurized
9046009 | 7 |  | 2007-10-04 | no | 2007-10-04 | no | Currently in Use | Gas (Historical Use) | 15000 | Composite Double Walled | 2007-10-04 | Double-Walled Flex | Pressurized
9046009 | 8 |  | 2007-10-04 | no | 2007-10-04 | no | Currently in Use | Diesel | 12000 | Composite Double Walled | 2007-10-04 | Double-Walled Flex | Pressurized
9046009 | 9 |  | 2007-10-04 | no | 2007-10-04 | no | Currently in Use | Gas (Historical Use) | 8000 | Composite Double Walled | 2007-10-04 | Double-Walled Flex | Pressurized
9046010 | 1 | [5 empty] | Removed from Ground | Empty | 8000 | Marked Unknown |  | Unknown
9046010 | 2 | [5 empty] | Removed from Ground | Empty | 8000 | Marked Unknown |  | Unknown
9046011 | 1 |  | 1995-06-14 |  | 1995-06-14 |  | Currently in Use | Gas (Historical Use) | 10000 | Cathodically Protected Steel | 1988-08-01 | Galvanized Steel | Pressurized
9046011 | 2 |  | 1995-06-14 |  | 1995-06-14 |  | Currently in Use | Gas (Historical Use) | 10000 | Cathodically Protected Steel | 1988-08-01 | Galvanized Steel | Pressurized
9046013 | 1 | [5 empty] | Removed from Ground | Diesel | 20000 | Bare Steel | 1977-01-01 | Galvanized Steel
9046014 | 1 | [5 empty] | Removed from Ground | Gas (Historical Use) | 4000 | Galvanic (STIP-3) | 1988-05-01 | Fiberglass Reinforced Plastic | Suction (American)
9046014 | 2 | [5 empty] | Removed from Ground | Gas (Historical Use) | 4000 | Galvanic (STIP-3) | 1988-05-01 | Fiberglass Reinforced Plastic | Suction (American)
9046014 | 3 | [5 empty] | Removed from Ground | Diesel | 560 | Galvanic (STIP-3) | 1988-05-01 | Fiberglass Reinforced Plastic | Suction (American)
9046014 | 4 | [5 empty] | Removed from Ground | Gas (Historical Use) | 2000 | Galvanic (STIP-3) | 1985-05-01 | Fiberglass Reinforced Plastic | Suction (American)
9046014 | 5 | [5 empty] | Removed from Ground | Gas (Historical Use) | 3000 | Bare Steel | 1966-01-01 | Galvanized Steel
9046014 | 6 | [5 empty] | Removed from Ground | Gas (Historical Use) | 3000 | Bare Steel | 1966-01-01 | Galvanized Steel
9046014 | 7 | [5 empty] | Removed from Ground | Diesel | 560 | Bare Steel | 1966-01-01 | Galvanized Steel
9046016 | 1 |  | 1993-09-20 | yes | 1993-09-20 |  | Currently in Use | Gas (Historical Use) | 8147 | Composite | 1986-06-01 | Fiberglass Reinforced Plastic | Pressurized
9046016 | 2 |  | 1993-09-20 | yes | 1993-09-20 |  | Currently in Use | Gas (Historical Use) | 4136 | Composite | 1986-06-01 | Fiberglass Reinforced Plastic | Pressurized
9046017 | 1 | [5 empty] | Removed from Ground | Gas (Historical Use) | 1000 | Marked Unknown | 1993-01-12 | Unknown
9046018 | 1 | [5 empty] | Removed from Ground | Gas (Historical Use) | 10000 | Fiberglass Double Walled | 1993-10-01 | Fiberglass Reinforced Plastic | Pressurized
9046018 | 2 | [5 empty] | Removed from Ground | Diesel | 2500 | Fiberglass Double Walled | 1993-10-01 | Fiberglass Reinforced Plastic | Pressurized
9046018 | 3 | [5 empty] | Removed from Ground | Diesel | 2500 | Double Walled | 1993-10-01 | Fiberglass Reinforced Plastic | Pressurized
9046018 | B1 |  | 1998-07-15 |  | 1998-07-15 |  | Currently in Use | Diesel | 10000 | Fiberglass Double Walled | 1998-07-15 | Fiberglass Reinforced Plastic | Safe Suction (Euro)
9046018 | UL-729261 |  | 1998-07-15 |  | 1998-07-15 |  | Currently in Use | Gas (Historical Use) | 2500 | Double Walled | 1998-07-15 | Fiberglass Reinforced Plastic | Safe Suction (Euro)
9046018 | UL-729265 |  | 1998-07-15 |  | 1998-07-15 |  | Currently in Use | Diesel | 2500 | Double Walled | 1998-07-15 | Fiberglass Reinforced Plastic | Safe Suction (Euro)
9046019 | 1 | [5 empty] | Removed from Ground | Gas (Historical Use) | 1000 | Bare Steel | 2003-03-01 | Galvanized Steel | Suction (American)
9046019 | 2 | [5 empty] | Removed from Ground | Gas (Historical Use) | 1000 | Bare Steel | 2003-03-01 | Galvanized Steel | Suction (American)
9046020 | 1 | [5 empty] | Removed from Ground | Gas (Historical Use) | 10000 | Bare Steel | 1984-02-16 | Galvanized Steel | Pressurized
9046020 | 2 |  | 1998-11-01 | no | 1998-11-01 | no | Removed from Ground | Diesel | 10000 | Steel-Impressed Current | 1984-02-16 |  | Pressurized
9046020 | 3 | [5 empty] | Removed from Ground | Gas (Historical Use) | 3000 | Bare Steel | 1989-10-07 | Galvanized Steel | Pressurized
9046020 | 4 |  | 1998-11-01 | no | 1998-11-01 | no | Temporarily out of use | Gas (Historical Use) | 5000 |  | 1968-05-12 | Fiberglass Reinforced Plastic | Pressurized
9046020 | 5 |  |  | yes |  | yes | Removed from Ground | Empty | 500 | Bare Steel | 1968-05-12 | Galvanized Steel
9046020 | 6 | [5 empty] | Removed from Ground | Gas (Historical Use) | 3000 | Bare Steel | 1968-05-12 | Galvanized Steel
9046020 | 7 | [5 empty] | Removed from Ground | Gas (Historical Use) | 3000 | Bare Steel | 1968-05-12 | Galvanized Steel
9046020 | 8 |  | 1998-11-01 | no | 1998-11-01 | no | Temporarily out of use | Gas (Historical Use) | 6000 | Composite | 1998-11-01 | Fiberglass Reinforced Plastic | Pressurized
9046020 | 9 |  | 1998-11-01 | no | 1998-11-01 | no | Temporarily out of use | Gas (Historical Use) | 3000 | Composite | 1998-11-01 | Fiberglass Reinforced Plastic | Pressurized
9046021 | 1 | [5 empty] | Removed from Ground | Diesel | 10000 | Bare Steel | 1999-09-07 | Galvanized Steel
9046021 | 2 | [5 empty] | Removed from Ground | Gas (Historical Use) | 5000 | Bare Steel | 1999-09-07 | Galvanized Steel | Suction (American)
9046021 | 3 | [5 empty] | Removed from Ground | Gas (Historical Use) | 6000 | Bare Steel | 1999-09-08 | Galvanized Steel | Suction (American)
9046025 | 1 | [5 empty] | Removed from Ground | Diesel | 4000 | Bare Steel | 1986-02-28 | Galvanized Steel | Safe Suction (Euro)
9046028 | DIESEL | [5 empty] | Removed from Ground | Diesel | 10000 | Bare Steel | 1975-02-01 | Galvanized Steel | Suction (American)
9046028 | UNLEADED | [5 empty] | Removed from Ground | Gas (Historical Use) | 10000 | Bare Steel | 1976-10-04 | Not Marked | Suction (American)
9046029 | 1 | Flapper Valve | 1998-12-22 |  | 1994-01-01 |  | Currently in Use | Gas (Historical Use) | 8000 | Galvanic (STIP-3) | 1987-01-01 | Fiberglass Reinforced Plastic | Pressurized
9046029 | 2 | Flapper Valve | 1998-12-22 |  | 1994-01-01 |  | Currently in Use | Gas (Historical Use) | 8000 | Galvanic (STIP-3) | 1994-01-01 | Fiberglass Reinforced Plastic | Pressurized
9046029 | 3 | Flapper Valve | 1998-12-22 |  | 1994-01-01 |  | Currently in Use | Gas (Historical Use) | 8000 | Galvanic (STIP-3) | 1987-01-01 | Fiberglass Reinforced Plastic | Pressurized
9046030 | 1 | [5 empty] | Removed from Ground | Diesel | 10000 | Bare Steel | 1976-01-01 | Galvanized Steel | Safe Suction (Euro)
9046030 | 2 | [5 empty] | Removed from Ground | Diesel | 6000 | Bare Steel | 1976-01-01 | Galvanized Steel | Safe Suction (Euro)
9046031 | 1 |  | 1997-02-27 |  | 1997-02-27 |  | Removed from Ground | Gas (Historical Use) | 8000 | Cathodically Protected Steel | 1973-01-01 | Cathodically Protected | Pressurized
9046031 | 2 |  | 1997-02-27 |  | 1997-02-27 |  | Removed from Ground | Gas (Historical Use) | 8000 | Cathodically Protected Steel | 1973-01-01 | Cathodically Protected | Pressurized
9046031 | 3 |  | 1997-02-27 |  | 1997-02-27 |  | Removed from Ground | Gas (Historical Use) | 8000 | Cathodically Protected Steel | 1973-01-01 | Cathodically Protected | Pressurized
9046032 | 1 |  | 1998-04-01 |  | 1998-04-01 |  | Removed from Ground | Gas (Historical Use) | 8000 | Cathodically Protected Steel | 1970-01-01 | Fiberglass Reinforced Plastic | Pressurized
9046032 | 2 |  | 1998-04-01 |  | 1998-04-01 |  | Removed from Ground | Gas (Historical Use) | 6000 | Cathodically Protected Steel | 1970-01-01 | Fiberglass Reinforced Plastic | Pressurized
9046032 | 3 |  | 1998-04-01 |  | 1998-04-01 |  | Removed from Ground | Diesel | 4000 | Cathodically Protected Steel | 1970-01-01 | Fiberglass Reinforced Plastic | Pressurized
9046033 | 1 | [5 empty] | Permanently Out Of Use | Diesel | 8000 | Bare Steel | 2000-04-07 | Galvanized Steel | Suction (American)
9046034 | 1 | [5 empty] | Removed from Ground | Gas (Historical Use) | 10000 | Bare Steel | 1998-12-07 | Galvanized Steel | Suction (American)
9046034 | 2 | [5 empty] | Removed from Ground | Diesel | 10000 | Bare Steel | 1998-12-07 | Galvanized Steel | Suction (American)
9046035 | 1 | [5 empty] | Removed from Ground | Diesel | 4000 | Bare Steel | 1980-01-01 | Galvanized Steel | Safe Suction (Euro)
9046035 | 2 | [5 empty] | Removed from Ground | Diesel | 4000 | Bare Steel | 1980-01-01 | Galvanized Steel | Safe Suction (Euro)
9046035 | 3 | [5 empty] | Removed from Ground | Diesel | 3000 | Bare Steel | 1980-01-01 | Galvanized Steel | Safe Suction (Euro)
9046035 | 4 | [5 empty] | Removed from Ground | Diesel | 3000 | Bare Steel | 1980-01-01 | Galvanized Steel | Safe Suction (Euro)
9046036 | 1 | [5 empty] | Removed from Ground | Diesel | 3000 | Epoxy | 1987-01-01 | Galvanized Steel | Safe Suction (Euro)
9046037 | 1 | [5 empty] | Removed from Ground | Diesel | 10000 | Bare Steel | 1968-01-01 | Galvanized Steel | Safe Suction (Euro)
9046037 | 2 | [5 empty] | Removed from Ground | Empty | 8000 | Bare Steel | 1971-01-01 | Galvanized Steel | Safe Suction (Euro)
9046038 | 1 | [5 empty] | Removed from Ground | E-10 | 10000 | Not Marked/Unknown | 1989-01-01 | Not Marked
9046039 | 1 | [5 empty] | Removed from Ground | Gas (Historical Use) | 6000 | Not Marked/Unknown | 1990-03-01 | Not Marked
9046040 | 1 |  | 1999-06-20 | no | 1999-06-20 | no | Currently in Use | Diesel | 10000 | Steel-Impressed Current | 1983-01-01 |  | Safe Suction (Euro)
9046040 | 2 | Flapper Valve | 1999-06-20 | no | 1999-06-20 | no | Currently in Use | Diesel | 3000 | Steel-Impressed Current | 1983-01-01 |  | Safe Suction (Euro)
9046040 | 3 | Flapper Valve | 1999-06-20 | no | 1999-06-20 | no | Currently in Use | Gas (Historical Use) | 5000 | Steel-Impressed Current | 1983-01-01 |  | Safe Suction (Euro)
9046040 | 4 | [5 empty] | Permanently Out of Use - historical purposes | Gas (Historical Use) | 2000 | Not Marked/Unknown | 1986-01-01 | Not Marked
9046040 | 5 | [5 empty] | Permanently Out of Use - historical purposes | Gas (Historical Use) | 2000 | Not Marked/Unknown | 1986-01-01 | Not Marked
9046042 | 1 | [5 empty] | Removed from Ground | Diesel | 10000 | Bare Steel | 1980-01-01 | Galvanized Steel | Suction (American)
9046042 | 2 | [5 empty] | Removed from Ground | Diesel | 10000 | Bare Steel | 1980-01-01 | Galvanized Steel | Suction (American)
9046043 | 1 | [5 empty] | Removed from Ground | Gas (Historical Use) | 10000 | Bare Steel | 1983-06-01 | Galvanized Steel
9046043 | 2 | [5 empty] | Removed from Ground | Diesel | 10000 | Bare Steel | 1983-06-01 | Galvanized Steel
9046044 | 3 | [5 empty] | Removed from Ground | Gas (Historical Use) | 10000 | Bare Steel | 1984-06-01 | Galvanized Steel
9046045 | 1 | [5 empty] | Removed from Ground | Diesel | 10000 | Epoxy | 1980-01-01 | Galvanized Steel | Gravity Fed
9046046 | 1 | [5 empty] | Removed from Ground | Diesel | 4000 | Epoxy | 1971-01-01 | Galvanized Steel | Suction (American)
9046046 | 2 | [5 empty] | Removed from Ground | Diesel | 8000 | Epoxy | 1971-01-01 | Galvanized Steel | Suction (American)
9046048 | 1 | Flapper Valve | 1999-06-19 |  | 1999-06-19 |  | Currently in Use | Jet Fuel | 10000 | Cathodically Protected Steel | 1985-06-01 | Cathodically Protected | Safe Suction (Euro)
9046050 | 1 | [5 empty] | Removed from Ground | Diesel | 3000 | Not Marked/Unknown | 1985-01-01 | Not Marked
9046050 | 2 | [5 empty] | Permanently Out of Use - historical purposes | Diesel | 10000 | Not Marked/Unknown | 1985-01-01 | Not Marked
9046051 | 1 | [5 empty] | Removed from Ground | Diesel | 2000 | Bare Steel | 1978-01-01 | Galvanized Steel | Safe Suction (Euro)
9046052 | 1 | [5 empty] | Removed from Ground | Diesel | 10000 | Not Marked/Unknown | 1968-01-01 | Not Marked
9046054 | 1 | [5 empty] | Removed from Ground | Diesel | 2000 | Not Marked/Unknown | 1983-01-01 | Not Marked
9046054 | 2 | [5 empty] | Removed from Ground | Diesel | 3000 | Not Marked/Unknown | 1983-01-01 | Not Marked
9046056 | 1 | [5 empty] | Removed from Ground | Diesel | 10000 | Bare Steel | 1981-04-01 | Bare Steel | Suction (American)
9046056 | 2 | [5 empty] | Removed from Ground | Gas (Historical Use) | 4000 | Bare Steel | 1979-01-01 | Bare Steel | Safe Suction (Euro)
9046057 | 1 | [5 empty] | Removed from Ground | Diesel | 10000 | Bare Steel | 1980-01-01 | Galvanized Steel | Suction (American)
9046057 | 2 | [5 empty] | Removed from Ground | Gas (Historical Use) | 10000 | Bare Steel | 1980-01-01 | Galvanized Steel | Suction (American)
9046058 | 1 | [5 empty] | Removed from Ground | Gas (Historical Use) | 10000 | Bare Steel | 1972-03-01 | Galvanized Steel | Suction (American)
9046058 | 2 | [5 empty] | Removed from Ground | Diesel | 560 | Bare Steel | 1972-03-01 | Galvanized Steel | Suction (American)
9046058 | 3 | [5 empty] | Removed from Ground | Diesel | 4000 | Bare Steel | 1972-03-01 | Galvanized Steel | Suction (American)
9046058 | 4 | [5 empty] | Removed from Ground | Diesel | 4000 | Bare Steel | 1972-03-01 | Galvanized Steel | Suction (American)
9046058 | 5 | [5 empty] | Removed from Ground | Diesel | 3000 | Bare Steel | 1972-03-01 | Galvanized Steel | Suction (American)
9046059 | 1 | [5 empty] | Removed from Ground | Diesel | 20000 | Bare Steel | 1982-01-01 | Galvanized Steel | Safe Suction (Euro)
9046059 | 2 | [5 empty] | Removed from Ground | Gas (Historical Use) | 1000 | Not Marked/Unknown | 1980-01-01 | Not Marked
9046060 | 1 | [5 empty] | Removed from Ground | Diesel | 10000 | Bare Steel | 1986-01-15 | Galvanized Steel | Suction (American)
9046063 | 1 | [5 empty] | Installed | Other | 0 | Not Marked/Unknown |  | Not Marked
9046063 | 2 | [5 empty] | Installed | Other | 0 | Not Marked/Unknown |  | Not Marked
9046065 | 1A |  | 2001-03-14 |  | 2001-03-14 |  | Temporarily out of use | Gas (Historical Use) | 4000 | Composite | 2001-03-14 | Fiberglass Reinforced Plastic | Pressurized
9046065 | 1B |  | 2001-03-14 |  | 2001-03-14 |  | Temporarily out of use | Gas (Historical Use) | 2000 | Composite | 2001-03-14 | Fiberglass Reinforced Plastic | Pressurized
9047001 | 1 | [5 empty] | Removed from Ground | Gas (Historical Use) | 6000 | Bare Steel | 1952-01-01 | Bare Steel
9047001 | 2 |  |  | yes |  | yes | Removed from Ground | Used Oil | 1000 | Bare Steel | 1952-01-01 | Bare Steel
9047001 | 3 |  |  | yes |  | yes | Removed from Ground | Used Oil | 1000 | Bare Steel | 1952-01-01 | Bare Steel
9047001 | 338021 |  | 1992-06-04 |  | 1992-06-04 |  | Closed in Ground | Gas (Historical Use) | 6000 | Composite | 1992-06-04 | Fiberglass Reinforced Plastic | Pressurized
9047001 | 6 | [5 empty] | Removed from Ground | Gas (Historical Use) | 10000 | Bare Steel | 1979-01-01 | Galvanized Steel | Pressurized
9047001 | D | Ball Float | 1991-03-12 |  | 1991-03-12 |  | Currently in Use | Diesel | 6000 | Composite | 1991-03-12 | Double-Walled Fiberglass | Pressurized
9047002 | 1 | [5 empty] | Removed from Ground | Diesel | 15000 | Bare Steel | 1991-01-01 | Bare Steel | Suction (American)
9047002 | 2 | [5 empty] | Removed from Ground | Diesel | 10000 | Not Marked/Unknown | 1999-07-28 | Not Marked
9047003 | DUMMY | [5 empty] | Permanently Out of Use - historical purposes | Other | 0 | Not Marked/Unknown |  | Not Marked
9047004 | 1 |  | 1988-01-01 |  | 1988-01-01 |  | Currently in Use | Diesel | 12000 | Steel-Impressed Current | 1988-01-01 | Steel (Impressed Current) | Pressurized
9047004 | 2 |  | 1988-05-18 | yes | 1988-01-01 | yes | Currently in Use | Used Oil | 550 | Steel-Impressed Current | 1988-01-01 | Fiberglass Reinforced Plastic | Gravity Fed
9047005 | 1 | [5 empty] | Removed from Ground | Other | 500 | Bare Steel | 1993-08-31 | Bare Steel | Safe Suction (Euro)
9047005 | 2 | [5 empty] | Removed from Ground | Other | 500 | Bare Steel | 1993-08-31 | Bare Steel | Safe Suction (Euro)
9047005 | 3 | [5 empty] | Removed from Ground | Kerosene | 500 | Bare Steel | 1993-08-31 | Bare Steel | Safe Suction (Euro)
9047005 | 4 | [5 empty] | Removed from Ground | Other | 500 | Bare Steel | 1993-08-31 | Bare Steel | Safe Suction (Euro)
9047005 | 5 | [5 empty] | Removed from Ground | Kerosene | 500 | Bare Steel | 1993-08-31 | Bare Steel | Safe Suction (Euro)
9047006 | 1 | [5 empty] | Removed from Ground | Gas (Historical Use) | 0 | Not Marked/Unknown |  | Not Marked
9047007 | 1 | [5 empty] | Removed from Ground | Gas (Historical Use) | 1000 | Bare Steel | 1970-01-01 | Unknown
9047010 | 1 | [5 empty] | Removed from Ground | Gas (Historical Use) | 8000 | Bare Steel | 1969-01-01 | Unknown
9047010 | 2 | [5 empty] | Removed from Ground | Gas (Historical Use) | 8000 | Bare Steel | 1969-01-01 | Unknown
9047010 | 3 |  | 1995-08-01 |  | 1995-08-01 |  | Currently in Use | Gas (Historical Use) | 12000 | Fiberglass | 1995-08-01 | Double Walled | Pressurized
9047010 | 4 |  | 1995-08-01 |  | 1995-08-01 |  | Currently in Use | Gas (Historical Use) | 8000 | Fiberglass | 1995-08-01 | Double Walled | Pressurized
9047014 | 1 |  | 1987-03-01 |  | 1987-03-01 |  | Removed from Ground | Gas (Historical Use) | 8000 | Cathodically Protected Steel | 1987-03-01 | Fiberglass Reinforced Plastic | Pressurized
9047014 | 2 | [5 empty] | Removed from Ground | Gas (Historical Use) | 8000 | Cathodically Protected Steel | 1987-03-01 | Fiberglass Reinforced Plastic | Pressurized
9047014 | 3 |  | 1987-03-01 |  | 1987-03-01 |  | Removed from Ground | Gas (Historical Use) | 8000 | Cathodically Protected Steel | 1987-03-01 | Fiberglass Reinforced Plastic | Pressurized
9047014 | 4 |  |  | yes |  | yes | Removed from Ground | Used Oil | 550 | Marked Unknown | 1999-11-17 | Unknown
9047016 | 1 |  | 1988-08-01 |  | 1988-08-01 |  | Removed from Ground | Gas (Historical Use) | 8000 | Cathodically Protected Steel | 1988-08-01 | Fiberglass Reinforced Plastic | Pressurized
9047016 | 2 |  | 1988-08-01 |  | 1988-08-01 |  | Removed from Ground | Gas (Historical Use) | 8000 | Cathodically Protected Steel | 1988-08-01 | Fiberglass Reinforced Plastic | Pressurized
9047016 | 3 |  | 1988-08-01 |  | 1988-08-01 |  | Removed from Ground | Gas (Historical Use) | 6000 | Cathodically Protected Steel | 1988-08-01 | Fiberglass Reinforced Plastic | Pressurized
9047016 | 4A | Ball Float | 2002-05-01 | no | 2002-05-01 | no | Currently in Use | Gas (Historical Use) | 12000 | Fiberglass Double Walled | 2002-05-01 | Double-Walled Flex | Pressurized
9047016 | 4B | Ball Float | 2002-05-01 | no | 2002-05-01 | no | Installed | Gas (Historical Use) | 8000 | Fiberglass Double Walled | 2002-05-01 | Double-Walled Flex | Pressurized
9047019 | 1 | [5 empty] | Removed from Ground | Empty | 1000 | Bare Steel | 1965-01-01 | Bare Steel
9047021 | 1 | [5 empty] | Removed from Ground | Diesel | 3000 | Cathodically Protected Steel | 1988-03-01 | Galvanized Steel | Suction (American)
9047022 | 1 |  | 1986-04-01 |  | 1986-04-01 |  | Currently in Use | Gas (Historical Use) | 6000 | Cathodically Protected Steel | 1986-01-01 | Fiberglass Reinforced Plastic | Pressurized
9047022 | 2 |  | 1986-04-01 |  | 1986-04-01 |  | Currently in Use | Gas (Historical Use) | 6000 | Cathodically Protected Steel | 1986-01-01 | Fiberglass Reinforced Plastic | Pressurized
9047022 | 3 |  | 1986-04-01 |  | 1986-04-01 |  | Currently in Use | Gas (Historical Use) | 6000 | Cathodically Protected Steel | 1986-01-01 | Fiberglass Reinforced Plastic | Pressurized
9047023 | 1 | [5 empty] | Removed from Ground | Gas (Historical Use) | 1800 | Marked Unknown | 1992-04-01 | Unknown
9047026 | 1 | [5 empty] | Closed in Ground | Gas (Historical Use) | 2000 | Bare Steel |  | Galvanized Steel | Safe Suction (Euro)
9047026 | 2 | [5 empty] | Closed in Ground | Gas (Historical Use) | 2000 | Bare Steel |  | Galvanized Steel | Safe Suction (Euro)
9047026 | 3 | [5 empty] | Removed from Ground | Diesel | 4000 | Bare Steel | 1983-01-01 | Galvanized Steel | Suction (American)
9047026 | 4 |  |  | yes |  | yes | Closed in Ground | Used Oil | 1000 | Bare Steel | 1983-01-01 | Galvanized Steel | Suction (American)
9047026 | 5 |  |  | no |  | no | Removed from Ground | Not Marked/Tank Removed | 0 | Bare Steel | 2002-12-01
9047026 | 6 |  |  | no |  | no | Removed from Ground | Other | 500 | Bare Steel | 2002-12-01
9047026 | 7 |  |  | no |  | no | Removed from Ground | Other | 500 | Bare Steel | 2002-12-01 | Bare Steel
9047027 | 1 | [5 empty] | Removed from Ground | Gas (Historical Use) | 10000 | Cathodically Protected Steel | 1991-09-15 | Galvanized Steel
9047029 | 1 | [5 empty] | Removed from Ground | Empty | 1000 | Bare Steel | 1993-01-05 | Galvanized Steel
9047029 | 2 | [5 empty] | Removed from Ground | Empty | 1000 | Bare Steel | 1993-01-05 | Galvanized Steel
9047029 | 3 | [5 empty] | Removed from Ground | Empty | 1000 | Bare Steel | 1993-01-05 | Galvanized Steel
9047029 | 4 | [5 empty] | Removed from Ground | Empty | 2000 | Bare Steel | 1993-01-05 | Galvanized Steel
9047029 | 5 | [5 empty] | Removed from Ground | Empty | 2000 | Bare Steel | 1993-01-05 | Galvanized Steel
9047030 | 1 | [5 empty] | Removed from Ground | Diesel | 600 | Bare Steel |  | Not Marked
9047030 | 2 | [5 empty] | Removed from Ground | Diesel | 3000 | Cathodically Protected Steel | 1986-01-01 | Copper | Suction (American)
9047031 | 1 |  | 1988-01-01 |  | 1988-01-01 |  | Currently in Use | Gas (Historical Use) | 8000 | Steel-Impressed Current | 1988-01-01 | Cathodically Protected | Pressurized
9047031 | 2 |  | 1988-01-01 |  | 1988-01-01 |  | Currently in Use | Gas (Historical Use) | 6000 | Steel-Impressed Current | 1988-01-01 | Cathodically Protected | Pressurized
9047031 | 3 |  | 1988-01-01 |  | 1988-01-01 |  | Currently in Use | Gas (Historical Use) | 6000 | Steel-Impressed Current | 1988-01-01 | Cathodically Protected | Pressurized
9047032 | 1 | [5 empty] | Removed from Ground | Diesel | 2500 | Bare Steel | 1989-01-01 | Bare Steel | Safe Suction (Euro)
9047032 | 2 | [5 empty] | Removed from Ground | Kerosene | 500 | Bare Steel | 1990-07-24 | Bare Steel | Safe Suction (Euro)
9047032 | 3 | [5 empty] | Removed from Ground | Diesel | 30000 | Marked Unknown | 1996-03-01 | Not Marked
9047032 | 4 |  | 1996-04-01 |  | 1996-04-01 |  | Currently in Use | Diesel | 30000 | Double Walled | 1996-04-01 | Fiberglass Reinforced Plastic | Safe Suction (Euro)
9047032 | 5 |  | 1991-12-01 |  | 1991-12-01 |  | Currently in Use | Diesel | 15000 | Double Walled | 1996-04-01 | Fiberglass Reinforced Plastic | Safe Suction (Euro)
9047033 | 1 | [5 empty] | Removed from Ground | Empty | 1000 | Not Marked/Unknown | 1998-07-01 | Not Marked
9047033 | 2 | [5 empty] | Removed from Ground | Empty | 3000 | Not Marked/Unknown | 1998-07-01 | Not Marked
9047033 | 3 | [5 empty] | Removed from Ground | Empty | 3000 | Not Marked/Unknown | 1998-07-01 | Not Marked
9047033 | 4 | [5 empty] | Removed from Ground | Diesel | 4000 | Bare Steel | 1998-07-01 | Galvanized Steel
9047034 | 1 | [5 empty] | Removed from Ground | Gas (Historical Use) | 1000 | Not Marked/Unknown | 1993-01-01 | Not Marked
9047034 | 2 | [5 empty] | Removed from Ground | Diesel | 1000 | Not Marked/Unknown | 1993-01-01 | Not Marked
9047035 | 1 |  |  | yes |  | yes | Removed from Ground | Used Oil | 400 | Bare Steel | 1990-10-03 | Galvanized Steel
9047037 | 1 | [5 empty] | Removed from Ground | Other | 8000 | Bare Steel | 1980-01-01 | Galvanized Steel | Safe Suction (Euro)
9047037 | 2 | [5 empty] | Removed from Ground | Other | 8000 | Bare Steel | 1980-01-01 | Galvanized Steel | Safe Suction (Euro)
9047037 | 3 | [5 empty] | Removed from Ground | Other | 8000 | Bare Steel | 1980-01-01 | Galvanized Steel | Safe Suction (Euro)
9047037 | 4 | [5 empty] | Removed from Ground | Other | 8000 | Bare Steel | 1980-01-01 | Galvanized Steel | Safe Suction (Euro)
9047038 | 1 | [5 empty] | Removed from Ground | Gas (Historical Use) | 10000 | Cathodically Protected Steel | 1974-01-01 | Galvanized Steel
9047039 | 1 |  | 1989-06-01 |  | 1989-06-01 |  | Removed from Ground | Diesel | 12000 | Cathodically Protected Steel | 1989-06-01 | Bare Steel | Pressurized
9047039 | 2 | Flapper Valve | 1997-04-02 |  | 1997-04-02 |  | Currently in Use | Diesel | 12000 | Fiberglass | 1997-04-02 | Fiberglass Reinforced Plastic | Pressurized
9047040 | 1 | [5 empty] | Removed from Ground | Diesel | 2000 | Bare Steel | 1970-01-01 | Galvanized Steel
9047040 | 2 | [5 empty] | Removed from Ground | Gas (Historical Use) | 400 | Bare Steel | 1981-01-01 | Bare Steel
9047041 | 1 | [5 empty] | Removed from Ground | Gas (Historical Use) | 1000 | Bare Steel | 1975-01-01 | Unknown
9047041 | 2 | [5 empty] | Removed from Ground | Diesel | 8000 | Bare Steel | 1975-01-01 | Unknown
9047043 | 1 | Flapper Valve | 1988-10-08 |  | 1988-10-08 |  | Currently in Use | Gas (Historical Use) | 6000 | Galvanic (STIP-3) | 1988-08-31 | Fiberglass Reinforced Plastic | Pressurized
9047043 | 2 | Flapper Valve | 1988-10-08 |  | 1988-10-08 |  | Temporarily out of use | Gas (Historical Use) | 0 | Galvanic (STIP-3) | 1988-08-31 | Fiberglass Reinforced Plastic | Pressurized
9047043 | 3 | Flapper Valve | 1988-10-08 |  | 1988-10-08 |  | Currently in Use | Gas (Historical Use) | 8000 | Galvanic (STIP-3) | 1988-08-31 | Fiberglass Reinforced Plastic | Pressurized
9047045 | 1 | [5 empty] | Removed from Ground | Diesel | 8000 | Bare Steel | 1982-01-01 | Galvanized Steel | Pressurized
9047045 | 2 | [5 empty] | Removed from Ground | Diesel | 6000 | Bare Steel | 1982-01-01 | Galvanized Steel | Pressurized
9047045 | 3 | [5 empty] | Removed from Ground | Gas (Historical Use) | 4000 | Bare Steel | 1982-01-01 | Galvanized Steel | Pressurized
9047046 | 1 | Ball Float | 1994-08-31 |  | 1994-08-31 |  | Removed from Ground | Gas (Historical Use) | 6000 | Galvanic (STIP-3) | 1989-08-31 | Fiberglass Reinforced Plastic | Pressurized
9047046 | 2 | Ball Float | 1994-08-31 |  | 1994-08-31 |  | Removed from Ground | Gas (Historical Use) | 6000 | Galvanic (STIP-3) | 1989-01-01 | Fiberglass Reinforced Plastic | Pressurized
9047046 | 3 | Ball Float | 1994-08-31 |  | 1994-08-31 |  | Removed from Ground | Gas (Historical Use) | 8000 | Galvanic (STIP-3) | 1989-01-01 | Fiberglass Reinforced Plastic | Pressurized
9047047 | 1 | [5 empty] | Removed from Ground | Gas (Historical Use) | 1000 | Bare Steel | 1971-01-01 | Bare Steel | Suction (American)
9047048 | 1 |  |  | yes |  | yes | Removed from Ground | Used Oil | 500 | Marked Unknown | 1992-05-04 | Galvanized Steel
9047049 | 1 |  | 1992-04-08 |  | 1992-04-08 |  | Removed from Ground | Gas (Historical Use) | 550 | Galvanic (STIP-3) | 1992-03-31 | Fiberglass Reinforced Plastic | Safe Suction (Euro)
9047049 | 2 |  | 1992-04-08 |  | 1992-04-08 |  | Removed from Ground | Diesel | 550 | Galvanic (STIP-3) | 1992-03-31 | Fiberglass Reinforced Plastic | Safe Suction (Euro)
9047049 | 3 | [5 empty] | Removed from Ground | Other | 1 | Not Marked/Unknown | 1992-03-31 | Not Marked
9047049 | 4 | [5 empty] | Removed from Ground | Other | 1 | Not Marked/Unknown | 1992-03-31 | Not Marked
9047050 | 1 | [5 empty] | Removed from Ground | Gas (Historical Use) | 500 | Bare Steel | 1992-03-19 | Unknown | Gravity Fed
9047050 | 2 | [5 empty] | Removed from Ground | Diesel | 500 | Bare Steel | 1992-03-19 | Unknown | Gravity Fed
9047051 | 1 | [5 empty] | Removed from Ground | Empty | 4000 | Bare Steel | 1976-01-01 | Bare Steel
9047051 | 2 | [5 empty] | Removed from Ground | Empty | 1000 | Bare Steel | 1972-01-01 | Bare Steel
9047051 | 3 |  | 1991-11-01 |  | 1991-11-01 |  | Removed from Ground | Gas (Historical Use) | 2000 | Cathodically Protected Steel | 1972-01-01 | Cathodically Protected | Suction (American)
9047051 | 4 | Overfill Alarm | 1995-12-01 |  | 1995-12-01 |  | Removed from Ground | Gas (Historical Use) | 2000 | Composite Double Walled | 1995-12-15 | Double-Walled Flex | Safe Suction (Euro)
9047051 | 5 | Overfill Alarm | 2011-07-12 | no | 2011-07-12 | no | Removed from Ground | Gas (Historical Use) | 4000 | Composite Double Walled | 2011-07-12 | Double-Walled Flex | Suction (American)
9047052 | 1 | [5 empty] | Removed from Ground | Gas (Historical Use) | 1000 | Bare Steel | 1971-04-01 | Galvanized Steel
9047052 | 2 | [5 empty] | Removed from Ground | Gas (Historical Use) | 1000 | Bare Steel | 1971-04-01 | Galvanized Steel
9047052 | 3 | [5 empty] | Removed from Ground | Gas (Historical Use) | 1000 | Bare Steel | 1971-04-01 | Galvanized Steel
9047053 | 1 | [5 empty] | Removed from Ground | Gas (Historical Use) | 8068 | Bare Steel | 1979-07-01 | Galvanized Steel | Suction (American)
9047053 | 2 | [5 empty] | Removed from Ground | Gas (Historical Use) | 8068 | Bare Steel | 1979-07-01 | Galvanized Steel | Suction (American)
9047053 | 3A | Flapper Valve | 2001-08-01 | no | 2001-08-01 | no | Currently in Use | Regular | 12000 | Composite | 2000-08-01 | Fiberglass Reinforced Plastic | Pressurized
9047053 | 3B | Flapper Valve | 2001-08-01 | no | 2001-08-01 | no | Currently in Use | Premium | 8000 | Composite | 2001-08-01 | Fiberglass Reinforced Plastic | Pressurized
9047054 | 1 | [5 empty] | Removed from Ground | Gas (Historical Use) | 4000 | Bare Steel | 1981-01-01 | Galvanized Steel
9047054 | 2 | [5 empty] | Removed from Ground | Gas (Historical Use) | 4000 | Bare Steel | 1981-01-01 | Galvanized Steel
9047054 | 3 | [5 empty] | Removed from Ground | Diesel | 4000 | Bare Steel | 1981-01-01 | Galvanized Steel
9047057 | 1 |  | 1998-07-28 |  | 1998-07-28 |  | Permanently Out Of Use | Gas (Historical Use) | 10000 | Steel-Impressed Current | 1976-04-12 | Fiberglass Reinforced Plastic | Pressurized
9047057 | 2 |  | 1998-07-28 |  | 1998-07-28 |  | Permanently Out Of Use | Diesel | 10000 | Steel-Impressed Current | 1976-04-12 | Fiberglass Reinforced Plastic | Pressurized
9047057 | 3 |  | 1998-07-28 |  | 1998-07-28 |  | Permanently Out Of Use | Diesel | 8000 | Steel-Impressed Current | 1976-04-12 | Fiberglass Reinforced Plastic | Pressurized
9047057 | 4 |  | 1998-07-28 |  | 1998-07-28 |  | Permanently Out Of Use | Diesel | 8000 | Steel-Impressed Current | 1976-04-12 | Fiberglass Reinforced Plastic | Pressurized
9047060 | 2 | [5 empty] | Removed from Ground | Diesel | 1000 | Not Marked/Unknown | 1994-03-14 | Not Marked
9047060 | 3 | [5 empty] | Removed from Ground | Diesel | 500 | Not Marked/Unknown | 1994-03-14 | Not Marked
9047060 | 4 | [5 empty] | Removed from Ground | Gas (Historical Use) | 1000 | Not Marked/Unknown | 1994-03-14 | Not Marked
9047060 | 5A | Ball Float | 1994-04-01 | no | 1994-04-01 | no | Currently in Use | Gas (Historical Use) | 3000 | Cathodically Protected Steel | 1994-04-01 | Fiberglass Reinforced Plastic | Safe Suction (Euro)
9047060 | 5B | Ball Float | 1994-04-01 | no | 1994-04-01 | no | Currently in Use | Diesel | 3000 | Cathodically Protected Steel | 1994-04-01 | Fiberglass Reinforced Plastic | Safe Suction (Euro)
9047060 | RU-1 | [5 empty] | Removed from Ground | Gas (Historical Use) | 8000 | Not Marked/Unknown | 1983-01-01 | Galvanized Steel | Safe Suction (Euro)
9047061 | 1 | [5 empty] | Removed from Ground | Diesel | 250 | Bare Steel | 1986-02-01 | Bare Steel | Safe Suction (Euro)
9047061 | 2 |  |  | yes |  | yes | Removed from Ground | Used Oil | 250 | Bare Steel | 1980-05-01 | Bare Steel | Gravity Fed
9047062 | 101 | [5 empty] | Removed from Ground | Gas (Historical Use) | 1000 | Bare Steel | 1993-07-16 | Galvanized Steel | Safe Suction (Euro)
9047062 | 102 | [5 empty] | Removed from Ground | Gas (Historical Use) | 1000 | Bare Steel | 1993-07-16 | Galvanized Steel | Safe Suction (Euro)
9047063 | 101 | [5 empty] | Removed from Ground | Gas (Historical Use) | 4000 | Bare Steel | 1993-07-16 | Bare Steel | Safe Suction (Euro)
9047063 | 102 | [5 empty] | Removed from Ground | Gas (Historical Use) | 4000 | Not Marked/Unknown | 1993-07-16 | Not Marked | Safe Suction (Euro)
9047063 | 103 | [5 empty] | Removed from Ground | Kerosene | 4000 | Not Marked/Unknown | 1993-07-16 | Not Marked | Safe Suction (Euro)
9047067 | 1 | [5 empty] | Removed from Ground | Diesel | 4000 | Bare Steel | 1993-01-01 | Galvanized Steel
9047067 | 2 | [5 empty] | Removed from Ground | Gas (Historical Use) | 4000 | Bare Steel | 1993-01-01 | Galvanized Steel
9047067 | 3 | [5 empty] | Removed from Ground | Diesel | 4000 | Bare Steel | 1993-01-01 | Galvanized Steel
9047068 | 1 | [5 empty] | Removed from Ground | Gas (Historical Use) | 2000 | Bare Steel | 1993-08-23 | Bare Steel | Suction (American)
9047068 | 2 | [5 empty] | Removed from Ground | Gas (Historical Use) | 1000 | Bare Steel | 1993-08-23 | Bare Steel | Suction (American)
9047068 | 3 | [5 empty] | Removed from Ground | Gas (Historical Use) | 1000 | Bare Steel | 1993-08-23 | Bare Steel | Suction (American)
9047069 | 1 | [5 empty] | Removed from Ground | Diesel | 10000 | Bare Steel |  | Bare Steel | Safe Suction (Euro)
9047069 | 2 | [5 empty] | Removed from Ground | Diesel | 10000 | Bare Steel |  | Bare Steel | Safe Suction (Euro)
9047070 | 1 | [5 empty] | Removed from Ground | Gas (Historical Use) | 500 | Not Marked/Unknown | 1993-08-06 | Not Marked
9047074 | 101 | [5 empty] | Removed from Ground | Gas (Historical Use) | 5000 | Not Marked/Unknown | 1992-07-01 | Not Marked
9047074 | 102 | [5 empty] | Removed from Ground | Gas (Historical Use) | 3000 | Not Marked/Unknown | 1992-07-01 | Not Marked
9047074 | 103 | [5 empty] | Removed from Ground | Gas (Historical Use) | 2000 | Not Marked/Unknown | 1992-07-01 | Not Marked
9047075 | 1 | [5 empty] | Removed from Ground | Other | 25000 | Marked Unknown |  | Unknown
9047075 | 2 | [5 empty] | Removed from Ground | Other | 25000 | Marked Unknown |  | Unknown
9047075 | 3 | [5 empty] | Removed from Ground | Other | 25000 | Marked Unknown |  | Unknown
9047075 | 4 | [5 empty] | Removed from Ground | Other | 25000 | Marked Unknown |  | Unknown
9047075 | 5 | [5 empty] | Removed from Ground | Other | 25000 | Marked Unknown |  | Unknown
9047075 | 6 | [5 empty] | Removed from Ground | Other | 25000 | Marked Unknown |  | Unknown
9047075 | 7 | [5 empty] | Removed from Ground | Other | 25000 | Marked Unknown |  | Unknown
9047075 | 8 | [5 empty] | Removed from Ground | Other | 25000 | Marked Unknown |  | Unknown
9047076 | 1 | [5 empty] | Removed from Ground | Gas (Historical Use) | 12000 | Bare Steel | 1980-01-01 | Unknown | Pressurized
9047078 | 1 | [5 empty] | Removed from Ground | Diesel | 1000 | Not Marked/Unknown | 1993-10-01 | Not Marked
9047079 | 1 | [5 empty] | Removed from Ground | Gas (Historical Use) | 1000 | Bare Steel | 1981-12-17 | Galvanized Steel | Safe Suction (Euro)
9047080 | 1 | [5 empty] | Removed from Ground | Gas (Historical Use) | 2000 | Bare Steel | 1982-05-01 | Galvanized Steel | Suction (American)
9047080 | 2 | [5 empty] | Removed from Ground | Diesel | 2000 | Bare Steel | 1982-05-01 | Galvanized Steel | Suction (American)
9047081 | 1 | [5 empty] | Removed from Ground | Diesel | 10000 | Bare Steel | 1975-12-01 | Galvanized Steel | Suction (American)
9047082 | 1 | [5 empty] | Removed from Ground | Gas (Historical Use) | 250 | Bare Steel | 1993-07-16 | Not Marked
9047083 | 1 | [5 empty] | Removed from Ground | Gas (Historical Use) | 10000 | Not Marked/Unknown | 1995-07-01 | Not Marked
9047084 | 1 |  | 1990-08-01 |  |  |  | Removed from Ground | Diesel | 10000 | Cathodically Protected Steel | 1990-08-01 | Fiberglass Reinforced Plastic | Pressurized
9047084 | 2 |  | 1990-08-01 |  |  |  | Removed from Ground | Gas (Historical Use) | 10000 | Cathodically Protected Steel | 1990-08-01 | Fiberglass Reinforced Plastic | Pressurized
9047086 | 1 | [5 empty] | Removed from Ground | Diesel | 5000 | Not Marked/Unknown | 1991-03-01 | Not Marked
9047087 | 1 | [5 empty] | Removed from Ground | Gas (Historical Use) | 3000 | Not Marked/Unknown |  | Not Marked
9047087 | 2 | [5 empty] | Removed from Ground | Gas (Historical Use) | 2000 | Not Marked/Unknown |  | Not Marked
9047088 | 1 | Flapper Valve | 1996-06-26 |  | 1996-06-26 |  | Currently in Use | Gas (Historical Use) | 8200 | Steel-Impressed Current | 1986-10-21 | Steel (Impressed Current) | Pressurized
9047088 | 2 | Flapper Valve | 1996-06-26 |  | 1996-06-26 |  | Currently in Use | Gas (Historical Use) | 8200 | Steel-Impressed Current | 1986-10-21 | Steel (Impressed Current) | Pressurized
9047088 | 3 | Flapper Valve | 1996-06-26 |  | 1996-06-26 |  | Currently in Use | Gas (Historical Use) | 8200 | Steel-Impressed Current | 1986-10-21 | Steel (Impressed Current) | Pressurized
9047088 | 4 | Flapper Valve | 1996-06-26 |  | 1996-06-26 |  | Currently in Use | Diesel | 4000 | Steel-Impressed Current | 1986-10-21 | Steel (Impressed Current) | Pressurized
9047090 | 1 | [5 empty] | Removed from Ground | Gas (Historical Use) | 4000 | Not Marked/Unknown |  | Not Marked
9047090 | 2 | [5 empty] | Removed from Ground | Gas (Historical Use) | 6000 | Not Marked/Unknown |  | Not Marked
9047092 | 1 | [5 empty] | Removed from Ground | Diesel | 8000 | Marked Unknown | 1967-01-01 | Unknown | Safe Suction (Euro)
9047092 | 2 | [5 empty] | Removed from Ground | Diesel | 10000 | Marked Unknown | 1979-01-01 | Unknown | Safe Suction (Euro)
9047092 | 3 | [5 empty] | Removed from Ground | Diesel | 15000 | Marked Unknown | 1979-01-01 | Unknown | Safe Suction (Euro)
9047095 | 1 | [5 empty] | Removed from Ground | Gas (Historical Use) | 5600 | Bare Steel | 1994-06-08 | Unknown
9047095 | 2 | [5 empty] | Removed from Ground | Gas (Historical Use) | 11700 | Bare Steel | 1994-06-08 | Unknown
9047095 | 3 |  |  | yes |  | yes | Removed from Ground | Used Oil | 550 | Marked Unknown | 1994-06-08 | Unknown
9047095 | 4 | [5 empty] | Removed from Ground | Gas (Historical Use) | 1100 | Marked Unknown | 1994-06-08 | Unknown
9047096 | 1 | [5 empty] | Removed from Ground | Diesel | 10000 | Not Marked/Unknown | 1994-11-01 | Not Marked
9047096 | 2 |  |  | no |  | no | Removed from Ground | Not Marked/Tank Removed | 500 | Bare Steel | 2004-05-11 | Unknown
9047097 | 1 | Flapper Valve | 1994-03-20 |  | 1994-03-20 |  | Temporarily out of use | Gas (Historical Use) | 6000 | Steel-Impressed Current | 1993-12-09 | Steel (Impressed Current) | Pressurized
9047097 | 2 | Flapper Valve | 1994-03-20 |  | 1994-03-20 |  | Temporarily out of use | Diesel | 6000 | Steel-Impressed Current | 1993-12-09 | Steel (Impressed Current) | Pressurized
9047097 | 3 | Flapper Valve | 1994-03-20 |  | 1994-03-20 |  | Temporarily out of use | Gas (Historical Use) | 10000 | Steel-Impressed Current | 1993-12-09 | Steel (Impressed Current) | Pressurized
9047098 | 1 | Flapper Valve | 1998-08-18 |  | 1998-08-18 |  | Removed from Ground | Gas (Historical Use) | 10000 | Steel-Impressed Current | 1994-02-15 | Double Walled | Pressurized
9047098 | 2 | Flapper Valve | 1998-08-18 |  | 1998-08-18 |  | Removed from Ground | Gas (Historical Use) | 10000 | Steel-Impressed Current | 1994-02-15 | Double Walled | Pressurized
9047098 | 3 | Flapper Valve | 1995-11-01 |  | 1995-11-01 |  | Currently in Use | Diesel | 8000 | Composite | 1994-02-15 | Fiberglass Reinforced Plastic | Pressurized
9047098 | 4 | Flapper Valve | 2007-08-01 | no | 2007-08-01 | no | Currently in Use | Gas (Historical Use) | 10000 | Epoxy Double-Walled | 2007-08-01 | Fiberglass Reinforced Plastic | Pressurized
9047098 | 5 | Flapper Valve | 2007-08-01 | no | 2007-08-01 | no | Currently in Use | Gas (Historical Use) | 6000 | Epoxy Double-Walled | 2007-08-01 | Fiberglass Reinforced Plastic | Pressurized
9047099 | 1 | [5 empty] | Removed from Ground | Other | 2000 | Bare Steel | 1994-11-27 | Not Marked
9047099 | 2 | [5 empty] | Removed from Ground | Other | 2000 | Bare Steel | 1994-11-27 | Not Marked
9047100 | 1 | [5 empty] | Removed from Ground | Gas (Historical Use) | 4000 | Bare Steel | 1995-01-04 | Galvanized Steel
9047100 | 2 | [5 empty] | Removed from Ground | Gas (Historical Use) | 4000 | Bare Steel | 1995-01-04 | Galvanized Steel
9047100 | 3 | [5 empty] | Removed from Ground | Gas (Historical Use) | 4000 | Bare Steel | 1995-01-04 | Galvanized Steel
9047100 | 4 | [5 empty] | Removed from Ground | Gas (Historical Use) | 4000 | Bare Steel | 1995-01-04 | Galvanized Steel
9047101 | 1 | [5 empty] | Removed from Ground | Other | 0 | Not Marked/Unknown | 1994-12-28 | Not Marked
9047101 | 2 | [5 empty] | Removed from Ground | Other | 0 | Not Marked/Unknown | 1994-12-28 | Not Marked
9047102 | 1 | [5 empty] | Removed from Ground | Gas (Historical Use) | 4000 | Marked Unknown | 1966-02-01 | Unknown
9047102 | 2 | [5 empty] | Removed from Ground | Gas (Historical Use) | 4000 | Marked Unknown | 1966-02-01 | Unknown
9047102 | 3 | [5 empty] | Removed from Ground | Gas (Historical Use) | 4000 | Marked Unknown | 1966-02-01 | Unknown
9047102 | 4 | [5 empty] | Removed from Ground | Gas (Historical Use) | 4000 | Marked Unknown | 1966-02-01 | Unknown
9047103 | 1 | Flapper Valve | 1996-11-25 |  | 1995-08-01 |  | Currently in Use | Gas (Historical Use) | 10000 | Steel-Impressed Current | 1974-01-01 | Steel (Impressed Current) | Pressurized
9047103 | 2 | Flapper Valve | 1996-11-25 |  | 1995-08-01 |  | Currently in Use | Gas (Historical Use) | 10000 | Steel-Impressed Current | 1974-01-01 | Steel (Impressed Current) | Safe Suction (Euro)
9047103 | 3 | Flapper Valve | 1996-11-25 |  | 1995-08-01 |  | Currently in Use | Gas (Historical Use) | 4000 | Steel-Impressed Current | 1974-01-01 | Steel (Impressed Current) | Safe Suction (Euro)
9047104 | 1 |  |  | yes |  | yes | Removed from Ground | Used Oil | 300 | Bare Steel | 1964-01-01 | Bare Steel | Gravity Fed
9047104 | 2 |  |  | yes |  | yes | Removed from Ground | Used Oil | 550 | Marked Unknown | 1964-01-01 | Unknown | Gravity Fed
9047104 | 3 |  |  | no |  | no | Removed from Ground | Gas (Historical Use) | 6000 | Unknown | 2008-04-07 | Unknown
9047104 | 4 |  |  | no |  | no | Removed from Ground | Gas (Historical Use) | 6000 | Unknown | 2008-04-07 | Unknown
9047105 | 1 | [5 empty] | Removed from Ground | Diesel | 20000 | Not Marked/Unknown | 1979-01-01 | Unknown
9047105 | 2 | Overfill Alarm | 1995-01-01 |  | 1995-01-01 |  | Currently in Use | Diesel | 20000 | Composite | 1995-01-01 | Fiberglass Reinforced Plastic | Pressurized
9047106 | 1 | Flapper Valve | 1994-11-11 |  | 1994-11-11 |  | Currently in Use | Gas (Historical Use) | 10000 | Fiberglass Double Walled | 1994-11-08 | Double-Walled Flex | Pressurized
9047106 | 2 | Flapper Valve | 1994-11-11 |  | 1994-11-11 |  | Currently in Use | Gas (Historical Use) | 6000 | Fiberglass Double Walled | 1994-11-08 | Double-Walled Flex | Pressurized
9047106 | 3 | Flapper Valve | 1994-11-11 |  | 1994-11-11 |  | Currently in Use | Gas (Historical Use) | 6000 | Fiberglass Double Walled | 1994-11-08 | Double-Walled Flex | Pressurized
9047147 | 1 | [5 empty] | Removed from Ground | Diesel | 1 | Bare Steel | 1996-01-12 | Bare Steel | Safe Suction (Euro)
9047148 | 1 | [5 empty] | Removed from Ground | Gas (Historical Use) | 8000 | Marked Unknown | 1995-09-18 | Unknown
9047148 | 2 | [5 empty] | Removed from Ground | Gas (Historical Use) | 4000 | Marked Unknown | 1995-09-18 | Unknown
9047148 | 3 | [5 empty] | Removed from Ground | Gas (Historical Use) | 4000 | Marked Unknown | 1995-09-18 | Unknown
9047148 | 4 | Flapper Valve | 1995-08-01 |  | 1995-08-01 |  | Currently in Use | Gas (Historical Use) | 12000 | Epoxy | 1995-07-12 | Double-Walled Flex | Pressurized
9047148 | 5 | Flapper Valve | 1995-08-01 |  | 1995-08-01 |  | Temporarily out of use | Gas (Historical Use) | 8000 | Epoxy | 1995-07-12 | Double-Walled Flex | Pressurized
9047149 | 1 | [5 empty] | Removed from Ground | Gas (Historical Use) | 4000 | Bare Steel | 1985-01-01 | Bare Steel | Pressurized
9047149 | 2 | [5 empty] | Removed from Ground | Gas (Historical Use) | 3000 | Bare Steel | 1985-01-01 | Bare Steel | Pressurized
9047149 | 3 | [5 empty] | Removed from Ground | Gas (Historical Use) | 2000 | Bare Steel | 1985-01-01 | Bare Steel | Pressurized
9047149 | 4 |  | 1998-10-04 |  | 1998-10-04 |  | Currently in Use | Gas (Historical Use) | 8000 | Composite | 1998-10-04 | Fiberglass Reinforced Plastic | Pressurized
9047149 | 5 |  | 1998-10-04 |  | 1998-10-04 |  | Currently in Use | Gas (Historical Use) | 4000 | Composite | 1998-10-04 | Fiberglass Reinforced Plastic | Pressurized
9047149 | 6 |  | 1998-10-04 |  | 1998-10-04 |  | Currently in Use | Diesel | 3000 | Composite | 1998-10-04 | Fiberglass Reinforced Plastic | Pressurized
9047150 | 1 |  | 1998-08-01 |  | 1998-08-01 |  | Removed from Ground | Gas (Historical Use) | 3000 | Steel-Impressed Current | 1970-01-01 | Cathodically Protected | Pressurized
9047150 | 2 |  | 1998-08-01 |  | 1998-08-01 |  | Removed from Ground | Gas (Historical Use) | 3000 | Steel-Impressed Current | 1970-01-01 | Cathodically Protected | Pressurized
9047150 | 3 |  | 1998-08-01 |  | 1998-08-01 |  | Removed from Ground | Gas (Historical Use) | 3000 | Steel-Impressed Current | 1998-07-01 | Cathodically Protected | Pressurized
9047150 | 4 |  | 1998-08-01 |  | 1998-08-01 |  | Removed from Ground | Diesel | 3000 | Steel-Impressed Current | 1998-07-01 | Cathodically Protected | Pressurized
9047150 | 5 |  |  | no |  | no | Removed from Ground | Kerosene | 500 | Unknown | 2012-04-10 | Unknown
9047150 | 6 |  |  | no |  | no | Removed from Ground | Used Oil | 250 | Unknown | 2012-04-10 | Unknown
9047151 | 1 | [5 empty] | Removed from Ground | Gas (Historical Use) | 1000 | Marked Unknown |  | Unknown
9047151 | 2 | [5 empty] | Removed from Ground | Gas (Historical Use) | 500 | Marked Unknown |  | Unknown
9047152 | 1 | Flapper Valve | 1991-02-26 |  | 1991-02-26 |  | Currently in Use | Gas (Historical Use) | 20000 | Composite | 1991-02-26 | Double-Walled Fiberglass | Pressurized
9047152 | 2A | Flapper Valve | 1991-02-26 |  | 1991-02-26 |  | Currently in Use | Diesel | 5000 | Composite | 1991-02-26 | Double-Walled Fiberglass | Pressurized
9047152 | 2B | Flapper Valve | 1991-02-26 | no | 1991-02-26 | no | Currently in Use | Gas (Historical Use) | 6000 | Composite | 1991-02-26 | Double-Walled Fiberglass | Pressurized
9047152 | 2C | Flapper Valve | 1991-02-26 | no | 1991-02-26 | no | Currently in Use | Gas (Historical Use) | 9000 | Composite | 1991-02-26 | Double-Walled Fiberglass | Pressurized
9047153 | 1 |  | 1997-05-01 |  | 1997-05-01 |  | Currently in Use | Gas (Historical Use) | 6000 | Cathodically Protected Steel | 1974-07-15 | Cathodically Protected | Pressurized
9047153 | 2 |  | 1997-05-01 |  | 1997-05-01 |  | Currently in Use | Gas (Historical Use) | 4000 | Cathodically Protected Steel | 1974-07-15 | Cathodically Protected | Pressurized
9047153 | 3 |  | 1997-05-01 |  | 1997-05-01 |  | Currently in Use | Gas (Historical Use) | 6000 | Cathodically Protected Steel | 1974-07-15 | Cathodically Protected | Pressurized
9047155 | 1 |  | 1998-12-01 |  | 1998-12-01 |  | Temporarily out of use | Gas (Historical Use) | 4000 | Steel-Impressed Current | 1984-01-01 | Cathodically Protected | Pressurized
9047155 | 2 |  | 1998-12-01 |  | 1998-12-01 |  | Temporarily out of use | Gas (Historical Use) | 6000 | Steel-Impressed Current | 1984-01-01 | Cathodically Protected | Pressurized
9047155 | 3 |  | 1998-12-01 |  | 1998-12-01 |  | Currently in Use | Gas (Historical Use) | 6000 | Steel-Impressed Current | 1984-01-01 | Cathodically Protected | Pressurized
9047156 | 1 | Ball Float | 2017-07-19 | no | 2017-07-19 | no | Currently in Use | E-10 | 10000 | Fiberglass | 1987-10-01 | Fiberglass Reinforced Plastic | Pressurized
9047156 | 2 | Ball Float | 2017-07-19 | no | 2017-07-19 | no | Currently in Use | Plus | 10000 | Fiberglass | 1987-10-01 | Fiberglass Reinforced Plastic | Pressurized
9047156 | 3 | Ball Float | 2017-07-19 | no | 2017-07-19 | no | Currently in Use | Premium | 10000 | Fiberglass | 1987-10-01 | Fiberglass Reinforced Plastic | Pressurized
9047156 | 4 |  |  | no |  | no | Removed from Ground | Used Oil | 0 |  | 2001-11-01
9047157 | 1 | [5 empty] | Removed from Ground | Gas (Historical Use) | 550 | Bare Steel | 1998-07-07 | Galvanized Steel
9047158 | 1 | [5 empty] | Removed from Ground | Gas (Historical Use) | 1000 | Bare Steel | 1996-05-08 | Galvanized Steel | Suction (American)
9047158 | 2 | [5 empty] | Removed from Ground | Diesel | 1000 | Bare Steel | 1996-05-08 | Galvanized Steel | Suction (American)
9047158 | 3 |  |  | yes |  | yes | Removed from Ground | Used Oil | 300 | Unknown | 1996-05-08 | Not Marked
9047160 | 1 | Overfill Alarm | 1989-09-20 |  | 1989-09-20 |  | Currently in Use | Gas (Historical Use) | 10000 | Galvanic (STIP-3) | 1989-09-20 | Fiberglass Reinforced Plastic | Pressurized
9047160 | 2 | Overfill Alarm | 1989-09-20 |  | 1989-09-20 |  | Currently in Use | Gas (Historical Use) | 10000 | Galvanic (STIP-3) | 1989-09-20 | Fiberglass Reinforced Plastic | Pressurized
9047160 | 3 | Overfill Alarm | 1989-09-20 | no | 1989-09-20 | no | Currently in Use | Gas (Historical Use) | 10000 | Galvanic (STIP-3) | 1989-09-20 | Fiberglass Reinforced Plastic | Pressurized
9047160 | 4 | Overfill Alarm | 1989-09-20 | no | 1989-09-20 | no | Currently in Use | Diesel | 10000 | Galvanic (STIP-3) | 1989-09-20 | Fiberglass Reinforced Plastic | Pressurized
9047161 | 1 | [5 empty] | Removed from Ground | Gas (Historical Use) | 0 | Not Marked/Unknown | 1995-06-01 | Not Marked
9047163 | 101 | [5 empty] | Removed from Ground | Gas (Historical Use) | 4000 | Marked Unknown | 1995-10-05 | Unknown
9047163 | 102 | [5 empty] | Removed from Ground | Gas (Historical Use) | 3000 | Marked Unknown | 1995-10-05 | Unknown
9047163 | 103 | [5 empty] | Removed from Ground | Gas (Historical Use) | 3000 | Marked Unknown | 1995-10-05 | Unknown
9047163 | 104 | [5 empty] | Removed from Ground | Gas (Historical Use) | 1000 | Marked Unknown | 1995-10-05 | Unknown
9047163 | 105 | [5 empty] | Removed from Ground | Kerosene | 700 | Marked Unknown | 1995-10-05 | Unknown
9047164 | 1 | Flapper Valve | 1992-05-12 |  | 1992-05-12 |  | Removed from Ground | Diesel | 12000 | Composite | 1992-10-01 | Fiberglass Reinforced Plastic | Pressurized
9047164 | 2 | Flapper Valve | 1992-05-12 | no | 1992-05-12 | no | Removed from Ground | Diesel | 12000 | Composite | 1992-10-01 | Fiberglass Reinforced Plastic | Pressurized
9047165 | 1 |  | 1998-11-01 |  | 1998-11-01 |  | Currently in Use | Gas (Historical Use) | 10000 | Steel-Impressed Current | 1982-04-30 | Fiberglass Reinforced Plastic | Pressurized
9047165 | 2 |  | 1998-11-01 |  | 1998-11-01 |  | Currently in Use | Gas (Historical Use) | 10000 | Steel-Impressed Current | 1982-04-30 | Fiberglass Reinforced Plastic | Pressurized
9047165 | 3 |  | 1998-11-01 |  | 1998-11-01 |  | Currently in Use | Gas (Historical Use) | 10000 | Steel-Impressed Current | 1982-04-30 | Fiberglass Reinforced Plastic | Pressurized
9047166 | 1 | [5 empty] | Removed from Ground | Gas (Historical Use) | 5000 | Not Marked/Unknown | 1998-11-01 | Not Marked
9047166 | 2 | [5 empty] | Removed from Ground | Diesel | 10000 | Not Marked/Unknown | 1998-11-01 | Not Marked
9047167 | 1 | [5 empty] | Removed from Ground | Gas (Historical Use) | 8000 | Not Marked/Unknown | 1997-02-01 | Not Marked
9047167 | 2 | [5 empty] | Removed from Ground | Gas (Historical Use) | 8000 | Not Marked/Unknown | 1997-02-01 | Not Marked
9047167 | 3 | [5 empty] | Removed from Ground | Gas (Historical Use) | 8000 | Not Marked/Unknown | 1997-02-01 | Not Marked
9047167 | 4 | Ball Float | 1997-02-16 |  | 1997-02-16 | yes | Currently in Use | Gas (Historical Use) | 8000 | Composite | 1997-02-11 | Double-Walled Flex | Pressurized
9047167 | 5 | Ball Float | 1997-02-16 |  | 1997-02-16 | yes | Currently in Use | Gas (Historical Use) | 12000 | Composite | 1997-02-11 | Double-Walled Flex | Pressurized
9047168 | 1 |  | 1989-08-08 |  | 1989-08-08 |  | Removed from Ground | Gas (Historical Use) | 2000 | Cathodically Protected Steel | 1989-08-08 | Fiberglass Reinforced Plastic | Pressurized
9047169 | 1 | [5 empty] | Removed from Ground | Empty | 0 | Marked Unknown | 1995-07-01 | Unknown
9047171 | 1 | [5 empty] | Removed from Ground | Gas (Historical Use) | 2000 | Marked Unknown | 1996-05-01 | Unknown
9047171 | 2 | [5 empty] | Removed from Ground | Gas (Historical Use) | 2000 | Marked Unknown | 1996-05-01 | Unknown
9047171 | 3 |  |  | yes |  | yes | Removed from Ground | Used Oil | 500 | Not Marked/Unknown | 1998-05-01 | Not Marked
9047171 | 4 | [5 empty] | Removed from Ground | Other | 500 | Marked Unknown | 1998-05-01 | Secondary Containment
9047172 | 1 | [5 empty] | Removed from Ground | Diesel | 2000 | Marked Unknown | 1996-02-27 | Unknown
9047172 | 2 | [5 empty] | Removed from Ground | Diesel | 0 | Not Marked/Unknown | 1996-02-27 | Not Marked
9047173 | 1 |  | 1995-03-01 |  | 1995-03-01 |  | Currently in Use | Gas (Historical Use) | 8000 | Galvanic (STIP-3) | 1995-03-01 | Fiberglass Reinforced Plastic | Pressurized
9047173 | 2 |  | 1995-03-01 |  | 1995-03-01 |  | Currently in Use | Gas (Historical Use) | 8000 | Galvanic (STIP-3) | 1995-03-01 | Fiberglass Reinforced Plastic | Pressurized
9047173 | 3 |  | 1995-03-01 |  | 1995-03-01 |  | Currently in Use | Gas (Historical Use) | 4000 | Galvanic (STIP-3) | 1995-03-01 | Fiberglass Reinforced Plastic | Pressurized
9047179 | 1 | [5 empty] | Removed from Ground | Empty | 10000 | Marked Unknown | 1996-12-01 | Unknown
9047179 | 2 | [5 empty] | Removed from Ground | Empty | 10000 | Marked Unknown | 1996-12-01 | Unknown
9047179 | 3 | [5 empty] | Removed from Ground | Empty | 10000 | Marked Unknown | 1998-12-01 | Unknown
9047179 | 4 | [5 empty] | Removed from Ground | Empty | 10000 | Marked Unknown | 1996-12-01 | Unknown
9047179 | 5 |  |  | yes |  | yes | Removed from Ground | Used Oil | 1000 | Marked Unknown | 1998-12-01 | Unknown
9047181 | 271108 |  | 1996-02-28 |  | 1996-02-28 |  | Currently in Use | Gas (Historical Use) | 10000 | Composite | 1996-02-28 | Double-Walled Flex | Pressurized
9047181 | 271110 |  | 1996-02-28 |  | 1996-02-28 |  | Currently in Use | Gas (Historical Use) | 10000 | Composite | 1996-02-28 | Double-Walled Flex | Pressurized
9047181 | 271112 |  | 1996-02-28 |  | 1996-02-28 |  | Currently in Use | Diesel | 10000 | Composite | 1996-02-28 | Double-Walled Flex | Pressurized
9047185 | 1 | [5 empty] | Removed from Ground | Gas (Historical Use) | 1000 | Marked Unknown | 1971-04-13 | Unknown
9047185 | 2 | [5 empty] | Removed from Ground | Gas (Historical Use) | 1000 | Marked Unknown | 1971-04-13 | Unknown
9047186 | 1 | [5 empty] | Removed from Ground | Other | 0 | Not Marked/Unknown | 1986-06-01 | Unknown
9047187 | 1 |  |  | yes |  | yes | Removed from Ground | Used Oil | 500 | Not Marked/Unknown | 1996-09-06 | Not Marked
9047188 | 1 | [5 empty] | Removed from Ground | Empty | 20000 | Not Marked/Unknown | 1996-09-13 | Not Marked
9047188 | 2 | [5 empty] | Removed from Ground | Empty | 10000 | Not Marked/Unknown | 1996-09-13 | Not Marked
9047190 | 1 | Overfill Alarm | 1996-09-09 | no | 1996-09-09 | no | Currently in Use | Regular | 10000 | Composite | 1996-09-09 | Double-Walled Flex | Pressurized
9047190 | 2 | Overfill Alarm | 1996-09-09 | no | 1996-09-09 | no | Currently in Use | Premium | 10000 | Composite | 1996-09-09 | Double-Walled Flex | Pressurized
9047190 | 3 | Overfill Alarm | 1996-09-09 | no | 1996-09-09 | no | Currently in Use | Diesel | 10000 | Composite | 1996-09-09 | Double-Walled Flex | Pressurized
9047190 | 4 | Overfill Alarm | 1996-09-09 | no | 1996-09-09 | no | Currently in Use | Diesel | 15000 | Composite | 1996-09-09 | Double-Walled Flex | Pressurized
9047190 | 5 | Overfill Alarm | 1996-09-09 | no | 1996-09-09 | no | Currently in Use | Diesel | 15000 | Composite | 1996-09-09 | Double-Walled Flex | Pressurized
9047190 | 6 | Ball Float | 2007-01-01 | no | 2007-01-01 | no | Currently in Use | Diesel | 20000 | Tank Jacket | 2007-01-01 | Double-Walled Fiberglass | Safe Suction (Euro)
9047191 | 1 |  | 1996-12-01 |  | 1996-12-01 |  | Currently in Use | Gas (Historical Use) | 6000 | Galvanic (STIP-3) | 1990-01-01 | Fiberglass Reinforced Plastic | Pressurized
9047191 | 2 |  | 1996-12-01 |  | 1996-12-01 |  | Currently in Use | Gas (Historical Use) | 6000 | Galvanic (STIP-3) | 1990-01-01 | Fiberglass Reinforced Plastic | Pressurized
9047191 | 3 |  | 1996-12-01 |  | 1996-12-01 |  | Currently in Use | Gas (Historical Use) | 6000 | Galvanic (STIP-3) | 1990-01-01 | Fiberglass Reinforced Plastic | Pressurized
9047191 | 4 |  | 1996-12-01 |  | 1996-12-01 |  | Currently in Use | Gas (Historical Use) | 6000 | Galvanic (STIP-3) | 1990-01-01 | Fiberglass Reinforced Plastic | Pressurized
9047192 | 1 | [5 empty] | Removed from Ground | Gas (Historical Use) | 500 | Not Marked/Unknown | 1986-12-01 | Not Marked
9047193 | 1 | [5 empty] | Removed from Ground | Gas (Historical Use) | 1000 | Bare Steel |  | Bare Steel
9047194 | 1 | [5 empty] | Removed from Ground | Diesel | 3000 | Not Marked/Unknown | 1997-04-25 | Not Marked
9047194 | 2 | [5 empty] | Removed from Ground | Gas (Historical Use) | 500 | Bare Steel | 1997-04-25 | Bare Steel
9047194 | 3 | [5 empty] | Removed from Ground | Gas (Historical Use) | 500 | Bare Steel | 1997-04-25 | Bare Steel
9047194 | 4 | [5 empty] | Removed from Ground | Gas (Historical Use) | 2000 | Bare Steel | 1997-04-25 | Bare Steel
9047194 | 5 | [5 empty] | Removed from Ground | Gas (Historical Use) | 1000 | Bare Steel | 1997-04-25 | Bare Steel
9047194 | 6 | [5 empty] | Removed from Ground | Gas (Historical Use) | 250 | Bare Steel | 1997-04-25 | Bare Steel
9047195 | 1 |  | 1996-03-28 |  | 1996-03-28 |  | Currently in Use | Diesel | 8000 | Cathodically Protected Steel | 1991-02-04 | Fiberglass Reinforced Plastic | Pressurized
9047196 | 1 | [5 empty] | Removed from Ground | Diesel | 500 | Not Marked/Unknown | 1997-06-01 | Not Marked
9047196 | 2 | [5 empty] | Removed from Ground | Kerosene | 3000 | Not Marked/Unknown | 1997-06-01 | Not Marked
9047197 | 1 | [5 empty] | Removed from Ground | Other | 1000 | Not Marked/Unknown | 1999-01-01 | Not Marked
9047197 | 2 | [5 empty] | Removed from Ground | Other | 1000 | Not Marked/Unknown | 1999-01-01 | Not Marked
9047198 | 1 | [5 empty] | Removed from Ground | Gas (Historical Use) | 550 | Bare Steel | 1997-11-10 | Bare Steel
9047198 | 2 | [5 empty] | Removed from Ground | Gas (Historical Use) | 550 | Bare Steel | 1997-11-10 | Bare Steel
9047199 | 1 | [5 empty] | Removed from Ground | Gas (Historical Use) | 1000 | Bare Steel | 1997-11-15 | Bare Steel
9047200 | 1 | [5 empty] | Removed from Ground | Gas (Historical Use) | 1000 | Not Marked/Unknown | 1998-01-13 | Not Marked
9047200 | 2 | [5 empty] | Removed from Ground | Gas (Historical Use) | 1000 | Not Marked/Unknown | 1998-01-13 | Not Marked
9047200 | 3 | [5 empty] | Removed from Ground | Kerosene | 250 | Not Marked/Unknown | 1998-01-13 | Not Marked
9047200 | 4 |  |  | yes |  | yes | Removed from Ground | Used Oil | 500 | Not Marked/Unknown | 1998-02-04 | Not Marked
9047201 | 1 | Flapper Valve | 1997-12-16 | no | 1997-12-16 | no | Currently in Use | E-10 | 500 | Epoxy | 1997-12-01 | Steel/FG Secondary containment | Safe Suction (Euro)
9047201 | 2 | Flapper Valve | 1997-12-16 | no | 1997-12-16 | no | Temporarily out of use | Diesel | 280 | Composite | 1997-12-01 | Steel/FG Secondary containment | Safe Suction (Euro)
9047201 | 3 | Flapper Valve | 1997-12-16 | no | 1997-12-16 | no | Temporarily out of use | Kerosene | 280 | Composite | 1997-12-01 | Steel/FG Secondary containment | Safe Suction (Euro)
9047202 | 1 | [5 empty] | Removed from Ground | Gas (Historical Use) | 0 | Not Marked/Unknown | 1997-10-31 | Not Marked
9047202 | 2 | [5 empty] | Removed from Ground | Gas (Historical Use) | 0 | Not Marked/Unknown | 1997-10-31 | Not Marked
9047202 | 3 | [5 empty] | Removed from Ground | Diesel | 0 | Not Marked/Unknown | 1997-10-31 | Not Marked
9047202 | 4 | [5 empty] | Removed from Ground | Gas (Historical Use) | 0 | Not Marked/Unknown | 1997-10-31 | Not Marked
9047204 | 1 | [5 empty] | Removed from Ground | Diesel | 4000 | Not Marked/Unknown | 1998-09-02 | Not Marked
9047204 | 2 | [5 empty] | Removed from Ground | Diesel | 4000 | Not Marked/Unknown | 1998-09-02 | Not Marked
9047205 | 1 | [5 empty] | Removed from Ground | Gas (Historical Use) | 1200 | Not Marked/Unknown | 1998-05-27 | Not Marked
9047205 | 2 | [5 empty] | Removed from Ground | Gas (Historical Use) | 1200 | Not Marked/Unknown | 1998-05-27 | Not Marked
9047207 | 1 |  |  | yes |  | yes | Removed from Ground | Used Oil | 500 | Bare Steel | 1998-07-28 | Not Marked
9047208 | 1 | Ball Float | 1997-01-01 |  | 1997-01-01 |  | Currently in Use | Gas (Historical Use) | 10000 | Composite | 1997-01-01 | Double-Walled Fiberglass | Pressurized
9047208 | 2 | Ball Float | 1997-01-01 |  | 1997-01-01 |  | Currently in Use | Gas (Historical Use) | 10000 | Composite | 1997-01-01 | Double-Walled Fiberglass | Pressurized
9047208 | 3A | Ball Float | 1997-01-01 |  | 1997-01-01 |  | Currently in Use | Gas (Historical Use) | 6000 | Composite | 1997-01-01 | Double-Walled Fiberglass | Pressurized
9047208 | 3B | Ball Float | 1997-01-01 |  | 1997-01-01 |  | Currently in Use | Diesel | 4000 | Composite | 1997-01-01 | Double-Walled Fiberglass | Pressurized
9047209 | 1 | Overfill Alarm | 1998-04-08 |  | 1998-04-08 |  | Removed from Ground | Diesel | 12000 | Composite | 1998-04-02 | Double-Walled Flex | Pressurized
9047210 | 1 |  |  | yes |  | yes | Removed from Ground | Used Oil | 500 | Not Marked/Unknown | 1998-10-28 | Not Marked
9047211 | 1 | [5 empty] | Removed from Ground | Gas (Historical Use) | 2000 | Bare Steel | 1990-01-01 | Bare Steel
9047211 | 2 | [5 empty] | Removed from Ground | Gas (Historical Use) | 2000 | Bare Steel | 1990-01-01 | Bare Steel
9047211 | 3 | [5 empty] | Removed from Ground | Gas (Historical Use) | 2000 | Bare Steel | 1990-01-01 | Bare Steel
9047212 | 1 | Ball Float | 1989-03-01 |  | 1989-03-01 |  | Currently in Use | Gas (Historical Use) | 6000 | Galvanic (STIP-3) | 1989-03-15 | Fiberglass Reinforced Plastic | Pressurized
9047212 | 2 | Ball Float | 1989-03-01 |  | 1989-03-01 |  | Currently in Use | Diesel | 10000 | Galvanic (STIP-3) | 1989-03-15 | Fiberglass Reinforced Plastic | Pressurized
9047213 | 1 | [5 empty] | Removed from Ground | Gas (Historical Use) | 1000 | Bare Steel | 1998-12-22 | Galvanized Steel | Suction (American)
9047214 | 1 | [5 empty] | Removed from Ground | Gas (Historical Use) | 4000 | Cathodically Protected Steel | 1999-02-01 | Not Marked
9047216 | 1 | [5 empty] | Removed from Ground | Gas (Historical Use) | 500 | Not Marked/Unknown | 1999-04-26 | Not Marked
9047216 | 2 | [5 empty] | Removed from Ground | Gas (Historical Use) | 500 | Not Marked/Unknown | 1999-04-26 | Not Marked
9047216 | 3 | [5 empty] | Removed from Ground | Gas (Historical Use) | 500 | Not Marked/Unknown | 1999-04-26 | Not Marked
9047217 | 1 | [5 empty] | Removed from Ground | Diesel | 6000 | Bare Steel | 1996-02-14 | Galvanized Steel | Gravity Fed
9047218 | 1 | [5 empty] | Removed from Ground | Other | 3000 | Bare Steel | 1996-02-15 | Galvanized Steel | Gravity Fed
9047219 | 1 | [5 empty] | Removed from Ground | Gas (Historical Use) | 6000 | Bare Steel | 1999-07-01 | Bare Steel | Safe Suction (Euro)
9047219 | 2A |  | 1999-07-01 |  | 1999-07-01 |  | Currently in Use | Gas (Historical Use) | 3000 | Epoxy | 1999-07-01 | Steel/FG Secondary containment | Safe Suction (Euro)
9047219 | 2B |  | 1999-07-01 |  | 1999-07-01 |  | Currently in Use | Diesel | 5000 | Epoxy | 1999-07-01 | Steel/FG Secondary containment | Safe Suction (Euro)
9047220 | 1 | [5 empty] | Removed from Ground | Gas (Historical Use) | 3000 | Not Marked/Unknown | 1996-05-03 | Not Marked
9047221 | 1 | Overfill Alarm | 1999-09-16 | no | 1999-09-16 | no | Currently in Use | Gas (Historical Use) | 10152 | Composite | 1999-08-31 | Double-Walled Flex | Pressurized
9047221 | 2 | Overfill Alarm | 1999-09-16 |  | 1999-09-16 |  | Currently in Use | Gas (Historical Use) | 10152 | Composite | 1999-08-31 | Double-Walled Flex | Pressurized
9047221 | 3 | Overfill Alarm | 1999-09-16 | no | 1999-09-16 | no | Currently in Use | Gas (Historical Use) | 10152 | Composite | 1999-08-31 | Double-Walled Flex | Pressurized
9047221 | 4 | Overfill Alarm | 1999-09-16 | no | 1999-09-16 | no | Currently in Use | Diesel | 10152 | Composite | 1999-08-31 | Double-Walled Flex | Pressurized
9047222 | 1 | [5 empty] | Removed from Ground | Gas (Historical Use) | 500 | Bare Steel | 2000-03-01 | Bare Steel
9047222 | 2 | [5 empty] | Removed from Ground | Gas (Historical Use) | 500 | Bare Steel | 2000-03-01 | Bare Steel
9047223 | 1 |  | 2000-06-09 | no | 2000-06-09 | no | Currently in Use | Diesel | 15000 | Composite | 2000-06-09 |  | Pressurized
9047224 | 1A | Ball Float | 2000-10-24 |  | 2000-10-24 |  | Currently in Use | Gas (Historical Use) | 13000 | Composite | 2000-10-20 | Fiberglass Reinforced Plastic | Pressurized
9047224 | 1B | Ball Float | 2000-10-24 |  | 2000-10-24 |  | Currently in Use | Gas (Historical Use) | 7000 | Composite | 2000-10-20 | Fiberglass Reinforced Plastic | Pressurized
9047225 | 1 |  | 1997-11-14 |  | 1997-11-14 |  | Currently in Use | Gas (Historical Use) | 10000 | Composite | 1997-11-14 | Cathodically Protected | Pressurized
9047225 | 2 |  | 1997-11-14 |  | 1997-11-14 |  | Currently in Use | Gas (Historical Use) | 10000 | Composite | 1997-11-14 | Cathodically Protected | Pressurized
9047225 | 3 |  | 1997-11-14 |  | 1997-11-14 |  | Currently in Use | Gas (Historical Use) | 10000 | Composite | 1997-11-14 | Cathodically Protected | Pressurized
9047226 | 1 | Flapper Valve | 2001-02-01 | no | 2001-02-01 | no | Temporarily out of use | Gas (Historical Use) | 10000 | Composite | 2011-12-09 | Fiberglass Reinforced Plastic | Pressurized
9047226 | 2 | Flapper Valve | 2001-02-01 | no | 2001-02-01 | no | Temporarily out of use | Gas (Historical Use) | 8000 | Composite | 2011-12-09 | Fiberglass Reinforced Plastic | Pressurized
9047226 | 3 | Flapper Valve | 2001-02-01 | no | 2001-02-01 | no | Temporarily out of use | Diesel | 4000 | Composite | 2011-12-09 | Fiberglass Reinforced Plastic | Pressurized
9047227 | 1 | [5 empty] | Removed from Ground | Gas (Historical Use) | 550 | Bare Steel | 1920-01-01 | Galvanized Steel | Suction (American)
9047227 | 2 | [5 empty] | Removed from Ground | Gas (Historical Use) | 550 | Bare Steel | 1920-01-01 | Galvanized Steel | Suction (American)
9047227 | 3 | [5 empty] | Removed from Ground | Gas (Historical Use) | 550 | Bare Steel | 1920-01-01 | Galvanized Steel | Suction (American)
9047228 | 1 | Flapper Valve | 2001-08-01 |  | 2001-08-01 |  | Currently in Use | Gas (Historical Use) | 20000 | Fiberglass Double Walled | 2001-07-01 | Double-Walled Flex | Pressurized
9047228 | 2 | Flapper Valve | 2001-08-01 |  | 2001-08-01 |  | Currently in Use | Gas (Historical Use) | 12000 | Fiberglass Double Walled | 2001-07-01 | Double-Walled Flex | Pressurized
9047229 | 1 | Flapper Valve | 2001-05-04 | no | 2001-05-04 | no | Currently in Use | Gas (Historical Use) | 20000 | Fiberglass Double Walled | 2001-05-03 | Double-Walled Flex | Pressurized
9047229 | 2 | Flapper Valve | 2001-05-04 | no | 2001-05-04 | no | Currently in Use | Gas (Historical Use) | 12000 | Fiberglass Double Walled | 2001-05-03 | Double-Walled Flex | Pressurized
9047229 | 3 | Flapper Valve | 2017-10-23 | no | 2017-10-23 | no | Currently in Use | Diesel | 12000 | Composite Double Walled | 2017-10-23 | Double-Walled Fiberglass | Pressurized
9047230 | 1 | Overfill Alarm | 2001-10-01 | no | 2001-10-01 | no | Currently in Use | Gas (Historical Use) | 10000 | Composite | 2001-10-01 | Double-Walled Flex | Pressurized
9047230 | 2 | Overfill Alarm | 2001-10-01 | no | 2001-10-01 | no | Currently in Use | Gas (Historical Use) | 10000 | Composite | 2001-10-01 | Double-Walled Flex | Pressurized
9047230 | 3 | Overfill Alarm | 2001-10-01 | no | 2001-10-01 | no | Currently in Use | Gas (Historical Use) | 10000 | Composite | 2001-10-01 | Double-Walled Flex | Pressurized
9047230 | 4 | Overfill Alarm | 2001-10-01 | no | 2001-10-01 | no | Currently in Use | Diesel | 10000 | Composite | 2001-10-01 | Double-Walled Flex | Pressurized
9047231 | 1 | [5 empty] | Removed from Ground | Gas (Historical Use) | 4500 | Bare Steel | 2001-07-01 | Unknown | Safe Suction (Euro)
9047232 | 1 | [5 empty] | Removed from Ground | Gas (Historical Use) | 8000 | Cathodically Protected Steel | 2001-10-01 | Fiberglass Reinforced Plastic | Pressurized
9047232 | 2 | [5 empty] | Removed from Ground | Gas (Historical Use) | 8000 | Cathodically Protected Steel | 2001-10-01 | Fiberglass Reinforced Plastic | Pressurized
9047232 | 3 | [5 empty] | Removed from Ground | Gas (Historical Use) | 8000 | Cathodically Protected Steel | 2001-10-01 | Fiberglass Reinforced Plastic | Pressurized
9047233 | 1 | [5 empty] | Removed from Ground | Used Oil | 550 | Marked Unknown | 2002-03-14 | Unknown | Gravity Fed
9048001 | 1 |  | 1988-06-01 |  | 1988-06-01 |  | Removed from Ground | Not Marked/Tank Removed | 12000 | Fiberglass | 1988-01-01 | Fiberglass Reinforced Plastic | Pressurized
9048001 | 2 |  | 1988-06-01 |  | 1988-06-01 |  | Removed from Ground | Empty | 10000 | Fiberglass | 1988-01-01 | Fiberglass Reinforced Plastic | Pressurized
9048001 | 3 |  | 1988-06-01 |  | 1988-06-01 |  | Removed from Ground | Empty | 10000 | Fiberglass | 1988-01-01 | Fiberglass Reinforced Plastic | Pressurized
9048002 | 1 | [5 empty] | Removed from Ground | Gas (Historical Use) | 10000 | Fiberglass | 1979-01-01 | Fiberglass Reinforced Plastic | Pressurized
9048002 | 2 | [5 empty] | Removed from Ground | Gas (Historical Use) | 10000 | Not Marked/Unknown | 1979-01-01 | Fiberglass Reinforced Plastic | Pressurized
9048002 | 3 | [5 empty] | Removed from Ground | Gas (Historical Use) | 10000 | Fiberglass | 1979-01-01 | Fiberglass Reinforced Plastic | Pressurized
9048002 | 4 | [5 empty] | Removed from Ground | Diesel | 10000 | Bare Steel | 1979-01-01 | Galvanized Steel
9048002 | 5 | Ball Float | 1993-05-01 |  | 1993-05-01 |  | Removed from Ground | Gas (Historical Use) | 12000 | Fiberglass | 1988-01-03 | Double-Walled Fiberglass | Pressurized
9048002 | 6 | Ball Float | 1993-05-01 |  | 1993-05-01 |  | Removed from Ground | Diesel | 12000 | Fiberglass | 1988-01-03 | Double-Walled Fiberglass | Pressurized
9048002 | 7 | Ball Float | 1993-05-01 |  | 1993-05-01 |  | Removed from Ground | Gas (Historical Use) | 12000 | Fiberglass | 1988-01-03 | Double-Walled Fiberglass | Pressurized
9048004 | 1 | Ball Float | 1994-01-31 |  | 1994-01-31 |  | Currently in Use | Gas (Historical Use) | 10000 | Fiberglass | 1987-09-01 | Fiberglass Reinforced Plastic | Pressurized
9048004 | 2 | Ball Float | 1994-01-31 |  | 1994-01-31 |  | Currently in Use | Gas (Historical Use) | 10000 | Fiberglass | 1987-09-01 | Fiberglass Reinforced Plastic | Pressurized
9048004 | 3 | Ball Float | 1994-01-31 |  | 1994-01-31 |  | Currently in Use | Gas (Historical Use) | 10000 | Fiberglass | 1987-09-01 | Fiberglass Reinforced Plastic | Pressurized
9048004 | 4 | Ball Float | 1994-01-31 |  | 1994-01-31 |  | Currently in Use | Diesel | 10000 | Fiberglass | 1987-09-01 | Fiberglass Reinforced Plastic | Pressurized
9048005 | 1 |  | 1997-12-30 |  | 1997-12-30 |  | Removed from Ground | Diesel | 275 | Cathodically Protected Steel | 1986-01-01 | Double Walled
9048006 | 1 | [5 empty] | Removed from Ground | Diesel | 8000 | Cathodically Protected Steel | 1989-08-01 | Fiberglass Reinforced Plastic
9048007 | 1 | Ball Float | 1995-02-22 |  | 1995-02-22 |  | Currently in Use | Gas (Historical Use) | 10000 | Galvanic (STIP-3) | 1988-01-01 | Fiberglass Reinforced Plastic | Pressurized
9048007 | 2 | Ball Float | 1995-02-22 |  | 1995-02-22 |  | Currently in Use | Diesel | 8000 | Galvanic (STIP-3) | 1988-01-01 | Fiberglass Reinforced Plastic | Pressurized
9048007 | 3 | Ball Float | 1995-02-22 |  | 1995-02-22 |  | Currently in Use | Gas (Historical Use) | 8000 | Galvanic (STIP-3) | 1988-01-01 | Fiberglass Reinforced Plastic | Pressurized
9048008 | 157462 | Ball Float | 1990-01-10 |  | 1990-01-10 |  | Currently in Use | Gas (Historical Use) | 8000 | Galvanic (STIP-3) | 1990-01-10 | Fiberglass Reinforced Plastic | Pressurized
9048008 | 157471 | Ball Float | 1990-01-10 |  | 1990-01-10 |  | Currently in Use | Gas (Historical Use) | 8000 | Galvanic (STIP-3) | 1990-01-10 | Fiberglass Reinforced Plastic | Pressurized
9048008 | 157491 | Ball Float | 1990-01-10 |  | 1990-01-10 |  | Currently in Use | Diesel | 8000 | Galvanic (STIP-3) | 1990-01-10 | Fiberglass Reinforced Plastic | Pressurized
9048009 | 1 |  |  | yes | 1998-06-01 | yes | Removed from Ground | Used Oil | 550 | Fiberglass | 1988-01-01 | Double Walled | Gravity Fed
9048009 | 2 |  |  | yes | 1998-06-01 | yes | Removed from Ground | Used Oil | 550 | Double Walled | 1988-01-01 | Cathodically Protected | Gravity Fed
9048010 | 1 |  | 1989-06-01 |  | 1989-06-01 |  | Removed from Ground | Gas (Historical Use) | 10000 | Galvanic (STIP-3) | 1989-06-01 | Galvanized Steel | Pressurized
9048010 | 2 |  | 1989-06-01 |  | 1989-06-01 |  | Removed from Ground | Gas (Historical Use) | 10000 | Galvanic (STIP-3) | 1989-06-01 | Galvanized Steel | Pressurized
9048010 | 3 |  | 1989-06-01 |  | 1989-06-01 |  | Removed from Ground | Gas (Historical Use) | 10000 | Galvanic (STIP-3) | 1989-06-01 | Galvanized Steel | Pressurized
9048010 | 4 |  | 1989-06-01 |  | 1989-06-01 |  | Removed from Ground | Gas (Historical Use) | 10000 | Galvanic (STIP-3) | 1989-06-01 | Galvanized Steel | Pressurized
9048010 | 5 | Ball Float | 2000-10-29 | no | 2000-10-26 | no | Currently in Use | Regular | 10000 | Fiberglass Double Walled | 2000-09-27 | Double-Walled Flex | Pressurized
9048010 | 6 | Ball Float | 2000-10-29 | no | 2000-10-29 | no | Currently in Use | Regular | 10000 | Fiberglass Double Walled | 2000-09-27 | Double-Walled Flex | Pressurized
9048010 | 7 | Ball Float | 2000-10-29 | no | 2000-10-29 | no | Currently in Use | Premium | 10000 | Fiberglass Double Walled | 2000-09-27 | Double-Walled Flex | Pressurized
9048010 | 8 | Ball Float | 2000-10-29 | no | 2000-10-29 | no | Currently in Use | Diesel | 10000 | Fiberglass Double Walled | 2000-09-27 | Double-Walled Flex | Pressurized
9048011 | 1 |  |  | yes |  | yes | Removed from Ground | Used Oil | 1000 | Cathodically Protected Steel | 1995-12-11 | Galvanized Steel
9048011 | 2 | [5 empty] | Removed from Ground | Other | 2000 | Cathodically Protected Steel | 1995-12-11 | Galvanized Steel
9048011 | 3 | [5 empty] | Removed from Ground | Other | 3000 | Cathodically Protected Steel | 1995-12-11 | Galvanized Steel
9048012 | 3 |  | 2000-04-10 |  | 2000-04-10 |  | Removed from Ground | Gas (Historical Use) | 2000 | Composite | 2000-04-10 | Secondary Containment | Safe Suction (Euro)
9048012 | 1 | [5 empty] | Removed from Ground | Gas (Historical Use) | 1000 | Bare Steel | 1985-01-01 | Galvanized Steel
9048012 | 2 |  | 1994-03-04 |  | 1994-03-04 |  | Removed from Ground | Gas (Historical Use) | 2000 | Unknown | 1994-03-04 | Cathodically Protected | Suction (American)
9048013 | DIESEL | Ball Float | 1987-07-01 | no | 1987-07-01 | no | Currently in Use | Diesel | 8000 | Steel-Impressed Current | 1987-07-01 | Fiberglass Reinforced Plastic | Pressurized
9048013 | K1 |  | 1987-07-01 | no | 1987-07-01 | no | Currently in Use | Diesel Off Road | 2000 | Steel-Impressed Current | 1987-01-01 | Fiberglass Reinforced Plastic | Pressurized
9048013 | LEADFREE | Ball Float | 1987-07-01 | no | 1987-07-01 | no | Currently in Use | Gas (Historical Use) | 10000 | Steel-Impressed Current | 1987-07-01 | Fiberglass Reinforced Plastic | Pressurized
9048013 | PREM | Ball Float | 1987-07-01 | no | 1987-07-01 | no | Currently in Use | Premium | 10000 | Steel-Impressed Current | 1987-01-01 | Fiberglass Reinforced Plastic | Pressurized
9048013 | REGULAR |  | 1987-07-01 | no | 1987-07-01 | no | Currently in Use | Regular | 10000 | Steel-Impressed Current | 1987-07-01 | Fiberglass Reinforced Plastic | Pressurized
9048014 | 180990 | Ball Float | 1990-11-01 |  | 1990-11-01 |  | Currently in Use | Gas (Historical Use) | 8000 | Galvanic (STIP-3) | 1990-11-15 | Fiberglass Reinforced Plastic | Pressurized
9048014 | 180991-A | Ball Float | 1990-11-01 |  | 1990-11-01 |  | Currently in Use | Gas (Historical Use) | 4000 | Galvanic (STIP-3) | 1990-11-15 | Fiberglass Reinforced Plastic | Pressurized
9048014 | 180991-B | Ball Float | 1990-11-01 | no | 1990-11-01 | no | Currently in Use | Gas (Historical Use) | 4000 | Galvanic (STIP-3) | 1990-11-15 | Fiberglass Reinforced Plastic | Pressurized
9048015 | L049767 | Flapper Valve | 1996-01-01 |  | 1996-01-01 |  | Currently in Use | Gas (Historical Use) | 8000 | Galvanic (STIP-3) | 1988-01-01 | Fiberglass Reinforced Plastic | Pressurized
9048015 | L049788 | Flapper Valve | 1996-01-01 |  | 1996-01-01 |  | Currently in Use | Gas (Historical Use) | 8000 | Galvanic (STIP-3) | 1988-01-01 | Fiberglass Reinforced Plastic | Pressurized
9048015 | L049792 | Flapper Valve | 1996-01-01 |  | 1996-01-01 |  | Currently in Use | Gas (Historical Use) | 8000 | Galvanic (STIP-3) | 1988-01-01 | Fiberglass Reinforced Plastic | Pressurized
9048016 | 1 | Ball Float | 1990-04-01 |  | 1990-04-01 |  | Currently in Use | Gas (Historical Use) | 10000 | Galvanic (STIP-3) | 1990-04-01 | Double-Walled Fiberglass | Pressurized
9048016 | 2 | Ball Float | 1990-04-01 |  | 1990-04-01 |  | Currently in Use | Gas (Historical Use) | 10000 | Galvanic (STIP-3) | 1990-04-01 | Double-Walled Fiberglass | Pressurized
9048016 | 3 | Ball Float | 1990-04-01 |  | 1990-04-01 |  | Currently in Use | Diesel | 10000 | Galvanic (STIP-3) | 1990-04-01 | Double-Walled Fiberglass | Pressurized
9048019 | 1 |  | 1991-04-17 |  | 1991-04-17 |  | Removed from Ground | Gas (Historical Use) | 10000 | Composite | 1991-04-01 | Fiberglass Reinforced Plastic | Pressurized
9048019 | 2 |  | 1991-04-17 |  | 1991-04-17 |  | Removed from Ground | Gas (Historical Use) | 12000 | Composite | 1991-04-01 | Fiberglass Reinforced Plastic | Pressurized
9048019 | 3 |  | 1991-04-17 |  | 1991-04-17 |  | Removed from Ground | Gas (Historical Use) | 12000 | Composite | 1991-04-01 | Fiberglass Reinforced Plastic | Pressurized
9048020 | 710G1 | [5 empty] | Removed from Ground | Gas (Historical Use) | 1000 | Bare Steel | 1984-01-01 | Unknown | Safe Suction (Euro)
9048020 | 710G2 | [5 empty] | Removed from Ground | Diesel | 1000 | Bare Steel | 1984-01-01 | Unknown | Safe Suction (Euro)
9048021 | 1 | [5 empty] | Removed from Ground | Gas (Historical Use) | 250 | Bare Steel | 1977-01-01 | Galvanized Steel | Safe Suction (Euro)
9048021 | 2 | [5 empty] | Removed from Ground | Gas (Historical Use) | 1000 | Bare Steel | 1977-01-01 | Galvanized Steel | Safe Suction (Euro)
9048021 | 3 | [5 empty] | Removed from Ground | Gas (Historical Use) | 1000 | Bare Steel | 1977-01-01 | Galvanized Steel | Safe Suction (Euro)
9048021 | 4 | [5 empty] | Removed from Ground | Gas (Historical Use) | 1000 | Bare Steel | 1977-01-01 | Galvanized Steel | Safe Suction (Euro)
9048021 | 5 | Ball Float | 1997-04-15 |  | 1997-04-15 |  | Currently in Use | Gas (Historical Use) | 7000 | Composite | 1997-04-15 | Fiberglass Reinforced Plastic | Pressurized
9048021 | 6 | Ball Float | 1997-04-15 |  | 1997-04-15 |  | Currently in Use | Gas (Historical Use) | 3000 | Composite | 1997-04-15 | Fiberglass Reinforced Plastic | Pressurized
9048024 | 709D1 | [5 empty] | Removed from Ground | Diesel | 1000 | Cathodically Protected Steel | 1987-01-01 | Galvanized Steel | Safe Suction (Euro)
9048024 | 709G1 | [5 empty] | Removed from Ground | Gas (Historical Use) | 2000 | Cathodically Protected Steel | 1987-01-01 | Galvanized Steel | Safe Suction (Euro)
9048025 | 10780-1 | [5 empty] | Removed from Ground | Empty | 1000 | Bare Steel | 1993-03-15 | Unknown
9048026 | 1 |  | 1989-01-02 | no | 1989-01-02 | no | Currently in Use | Regular | 12000 | Fiberglass | 1989-01-02 | Fiberglass Reinforced Plastic | Pressurized
9048026 | 2 |  | 1989-01-02 | no | 1989-01-02 | no | Currently in Use | Diesel | 12000 | Fiberglass | 1989-01-02 | Fiberglass Reinforced Plastic | Pressurized
9048029 | 1 | Overfill Alarm | 1992-03-01 | no | 1992-03-01 | no | Currently in Use | Regular | 12000 | Composite Double Walled | 1992-03-01 | Double-Walled Fiberglass | Pressurized
9048029 | 2 | Overfill Alarm | 1992-03-01 | no | 1992-03-01 | no | Currently in Use | Diesel | 12000 | Composite Double Walled | 1992-03-01 | Double-Walled Fiberglass | Pressurized
9048029 | 3 | Overfill Alarm | 1992-03-01 | no | 1992-03-01 | no | Currently in Use | Premium | 12000 | Composite Double Walled | 1992-03-01 | Double-Walled Fiberglass | Pressurized
9048030 | 1 | Flapper Valve | 1992-10-29 | no | 1993-07-09 | no | Currently in Use | Plus | 8000 |  | 1988-01-01 | Fiberglass Reinforced Plastic | Pressurized
9048030 | 2 | Flapper Valve | 1992-10-29 | no | 1993-07-09 | no | Currently in Use | Regular | 10000 |  | 1988-01-01 | Fiberglass Reinforced Plastic | Pressurized
9048030 | 3 | Flapper Valve | 1992-10-29 | no | 1993-07-09 | no | Currently in Use | Premium | 10000 |  | 1988-01-01 | Fiberglass Reinforced Plastic | Pressurized
9048030 | 4 | Flapper Valve | 1992-10-29 | no | 1993-07-09 | no | Currently in Use | Diesel | 4000 |  | 1988-01-01 | Fiberglass Reinforced Plastic | Pressurized
9048031 | 1 | [5 empty] | Removed from Ground | Gas (Historical Use) | 4000 | Bare Steel | 1956-01-01 | Galvanized Steel | Safe Suction (Euro)
9048031 | 2 | [5 empty] | Removed from Ground | Gas (Historical Use) | 4000 | Bare Steel | 1956-01-01 | Galvanized Steel | Safe Suction (Euro)
9048031 | 3 | [5 empty] | Removed from Ground | Kerosene | 1000 | Bare Steel | 1956-01-01 | Galvanized Steel | Safe Suction (Euro)
9048032 | 1 | [5 empty] | Removed from Ground | Gas (Historical Use) | 0 | Marked Unknown | 1993-05-19 | Unknown
9048032 | 2 | [5 empty] | Removed from Ground | Gas (Historical Use) | 0 | Marked Unknown | 1993-05-19 | Unknown
9048034 | 1 | [5 empty] | Removed from Ground | Diesel | 3500 | Bare Steel | 1993-01-01 | Bare Steel | Suction (American)
9048034 | 2 | [5 empty] | Removed from Ground | Diesel | 8000 | Bare Steel | 1999-01-04 | Bare Steel | Suction (American)
9048034 | 3 | [5 empty] | Removed from Ground | Gas (Historical Use) | 1000 | Not Marked/Unknown | 1993-01-01 | Not Marked
9048034 | 4 |  |  | no |  | no | Removed from Ground | Not Marked/Tank Removed | 0 | Unknown |  | Unknown
9048035 | 1 | [5 empty] | Removed from Ground | Gas (Historical Use) | 500 | Not Marked/Unknown |  | Not Marked
9048035 | 2 | [5 empty] | Removed from Ground | Gas (Historical Use) | 500 | Not Marked/Unknown |  | Not Marked
9048036 | 1 |  | 1997-06-01 | no | 1997-06-01 | no | Currently in Use | Regular | 10000 | Steel-Impressed Current | 1980-11-30 | Double-Walled Fiberglass | Pressurized
9048036 | 2 |  | 1997-06-01 | no | 1997-06-01 | no | Currently in Use | Premium | 10000 | Steel-Impressed Current | 1980-11-30 | Double-Walled Fiberglass | Pressurized
9048036 | 3 |  | 1997-06-01 | no | 1997-06-01 | no | Currently in Use | Diesel | 10000 | Steel-Impressed Current | 1980-11-30 | Steel (Impressed Current) | Pressurized
9048037 | 1 | [5 empty] | Removed from Ground | Gas (Historical Use) | 560 | Bare Steel | 1963-01-01 | Galvanized Steel | Safe Suction (Euro)
9048037 | 2 | [5 empty] | Removed from Ground | Gas (Historical Use) | 560 | Bare Steel | 1963-01-01 | Galvanized Steel | Safe Suction (Euro)
9048037 | 3 | [5 empty] | Removed from Ground | Gas (Historical Use) | 1060 | Bare Steel | 1963-01-01 | Galvanized Steel | Safe Suction (Euro)
9048038 | 1 | [5 empty] | Removed from Ground | Gas (Historical Use) | 500 | Not Marked/Unknown | 1993-08-01 | Not Marked
9048038 | 2 | [5 empty] | Removed from Ground | Gas (Historical Use) | 1000 | Not Marked/Unknown | 1993-08-01 | Not Marked
9048039 | 1 | [5 empty] | Removed from Ground | Gas (Historical Use) | 4000 | Bare Steel | 1979-01-01 | Unknown | Pressurized
9048039 | 2 | [5 empty] | Removed from Ground | Gas (Historical Use) | 4000 | Bare Steel | 1979-01-01 | Unknown | Pressurized
9048039 | 3 | [5 empty] | Removed from Ground | Gas (Historical Use) | 3000 | Bare Steel | 1989-10-15 | Unknown | Pressurized
9048040 | 1 | [5 empty] | Removed from Ground | Empty | 560 | Bare Steel | 1955-01-01 | Galvanized Steel
9048040 | 2 | [5 empty] | Removed from Ground | Empty | 1000 | Bare Steel | 1955-01-01 | Galvanized Steel
9048040 | 3 | [5 empty] | Removed from Ground | Empty | 4000 | Bare Steel | 1955-01-01 | Galvanized Steel
9048041 | 1 | [5 empty] | Removed from Ground | Gas (Historical Use) | 5000 | Bare Steel | 1994-04-05 | Galvanized Steel | Suction (American)
9048041 | 2 | [5 empty] | Removed from Ground | Gas (Historical Use) | 5000 | Bare Steel | 1994-04-05 | Galvanized Steel | Suction (American)
9048041 | 3 | [5 empty] | Removed from Ground | Gas (Historical Use) | 5000 | Bare Steel | 1994-04-05 | Galvanized Steel | Suction (American)
9048042 | 1 | [5 empty] | Removed from Ground | Diesel | 10000 | Bare Steel | 1991-05-18 | Galvanized Steel | Safe Suction (Euro)
9048043 | 1 | [5 empty] | Removed from Ground | Diesel | 350 | Bare Steel | 1983-06-01 | Galvanized Steel | Gravity Fed
9048043 | 2 | [5 empty] | Removed from Ground | Diesel | 500 | Bare Steel | 1995-05-25 | Galvanized Steel | Gravity Fed
9048044 | 1 | [5 empty] | Removed from Ground | Gas (Historical Use) | 550 | Bare Steel | 1994-09-23 | Bare Steel | Suction (American)
9048045 | 1 | [5 empty] | Permanently Out Of Use | Gas (Historical Use) | 2000 | Not Marked/Unknown | 1994-10-17 | Not Marked
9048045 | 2 | [5 empty] | Permanently Out Of Use | Diesel | 2000 | Not Marked/Unknown | 1994-10-17 | Not Marked
9048046 | 1 | [5 empty] | Removed from Ground | Diesel | 10000 | Composite | 1994-12-06 | Bare Steel | Pressurized
9048047 | 1 | Flapper Valve | 1998-01-01 | no | 1998-01-01 | no | Currently in Use | Regular | 4000 | Steel-Impressed Current | 1983-03-18 | Steel (Impressed Current) | Safe Suction (Euro)
9048047 | 2 | Flapper Valve | 1998-01-01 | no | 1998-01-01 | no | Currently in Use | Diesel | 4000 | Steel-Impressed Current | 1983-03-18 | Steel (Impressed Current) | Safe Suction (Euro)
9048047 | 3 | Flapper Valve | 1998-01-01 | no | 1998-01-01 | no | Currently in Use | Regular | 4000 | Steel-Impressed Current | 1983-03-18 | Steel (Impressed Current) | Safe Suction (Euro)
9048048 | 1 | [5 empty] | Removed from Ground | Gas (Historical Use) | 940 | Double Walled | 1994-04-10 | Galvanized Steel | Safe Suction (Euro)
9048049 | 1 | Ball Float | 1993-06-01 |  | 1993-06-01 |  | Currently in Use | Gas (Historical Use) | 10000 | Galvanic (STIP-3) | 1987-01-01 | Double-Walled Fiberglass | Pressurized
9048049 | 2 | Ball Float | 1993-06-01 |  | 1993-06-01 |  | Currently in Use | Gas (Historical Use) | 8000 | Galvanic (STIP-3) | 1987-01-01 | Double-Walled Fiberglass | Pressurized
9048049 | 3 | Ball Float | 1993-06-01 |  | 1993-06-01 |  | Currently in Use | Gas (Historical Use) | 8000 | Galvanic (STIP-3) | 1987-01-01 | Double-Walled Fiberglass | Pressurized
9048050 | 1 |  | 1987-04-01 |  | 1987-04-01 |  | Currently in Use | Gas (Historical Use) | 8000 | Galvanic (STIP-3) | 1987-04-01 | Double-Walled Flex | Pressurized
9048050 | 2 |  | 1987-04-01 |  | 1987-04-01 |  | Currently in Use | Gas (Historical Use) | 10000 | Galvanic (STIP-3) | 1987-04-01 | Double-Walled Flex | Pressurized
9048050 | 3 |  | 1987-04-01 |  | 1987-04-01 |  | Currently in Use | Gas (Historical Use) | 8000 | Galvanic (STIP-3) | 1987-04-01 | Double-Walled Flex | Pressurized
9048050 | 4 |  | 1987-04-01 |  | 1987-04-01 |  | Removed from Ground | Kerosene | 1000 | Galvanic (STIP-3) | 1987-04-01 | Galvanized Steel | Safe Suction (Euro)
9048052 | 1 | [5 empty] | Removed from Ground | Gas (Historical Use) | 2000 | Not Marked/Unknown | 1995-03-01 | Unknown
9048052 | 2 | [5 empty] | Removed from Ground | Gas (Historical Use) | 2000 | Not Marked/Unknown | 1995-03-01 | Unknown
9048052 | 3 | [5 empty] | Removed from Ground | Gas (Historical Use) | 8000 | Not Marked/Unknown | 1995-03-01 | Unknown
9048052 | 4 | [5 empty] | Removed from Ground | Gas (Historical Use) | 8000 | Not Marked/Unknown | 1995-03-01 | Unknown
9048052 | 5 | Ball Float | 2001-11-01 | no | 2001-11-01 | no | Currently in Use | Gas (Historical Use) | 10000 | Epoxy | 2001-11-01 | Fiberglass Reinforced Plastic | Pressurized
9048052 | 6 | Ball Float | 2001-11-01 | no | 2001-11-01 | no | Currently in Use | Gas (Historical Use) | 10000 | Epoxy | 2001-11-01 | Fiberglass Reinforced Plastic | Pressurized
9048053 | 1 | [5 empty] | Removed from Ground | Empty | 1000 | Bare Steel | 1965-01-01 | Copper | Safe Suction (Euro)
9048054 | 1 | Flapper Valve | 1996-07-01 | no | 1996-07-01 | no | Currently in Use | Diesel | 4000 | Steel-Impressed Current | 1996-08-16 |  | Pressurized
9048054 | 2 | Flapper Valve | 1996-07-01 | no | 1996-07-01 | no | Currently in Use | Regular | 6000 | Steel-Impressed Current | 1996-08-16 |  | Pressurized
9048054 | 3 | Flapper Valve | 1996-07-01 | no | 1996-07-01 | no | Currently in Use | Premium | 6000 | Steel-Impressed Current | 1996-08-16 |  | Pressurized
9048054 | 4 | Flapper Valve | 1996-07-01 | no | 1996-07-01 | no | Currently in Use | Regular | 6000 | Steel-Impressed Current | 1996-08-16 |  | Pressurized
9048055 | 1 |  | 1992-06-01 |  | 1992-06-01 |  | Removed from Ground | Gas (Historical Use) | 1000 | Galvanic (STIP-3) | 1992-06-01 | Fiberglass Reinforced Plastic | Suction (American)
9048055 | 2 |  | 1992-06-01 |  | 1992-06-01 |  | Removed from Ground | Diesel | 1000 | Galvanic (STIP-3) | 1992-06-01 | Fiberglass Reinforced Plastic | Suction (American)
9048056 | 1 | Ball Float | 1990-08-22 |  | 1990-08-22 |  | Currently in Use | Gas (Historical Use) | 8000 | Galvanic (STIP-3) | 1990-08-22 | Fiberglass Reinforced Plastic | Pressurized
9048056 | 2 | Ball Float | 1990-08-22 |  | 1990-08-22 |  | Currently in Use | Gas (Historical Use) | 8000 | Galvanic (STIP-3) | 1990-08-22 | Fiberglass Reinforced Plastic | Pressurized
9048056 | 3 | Ball Float | 1990-08-22 |  | 1990-08-22 |  | Currently in Use | Gas (Historical Use) | 8000 | Galvanic (STIP-3) | 1990-08-22 | Fiberglass Reinforced Plastic | Pressurized
9048057 | 1 |  | 2007-03-06 |  | 2007-03-06 |  | Temporarily out of use | Diesel | 8000 | Bare Steel | 1981-01-01 | Bare Steel | Pressurized
9048057 | 2 |  | 2007-03-06 |  | 2007-03-06 |  | Temporarily out of use | Diesel | 4000 | Bare Steel | 1980-10-01 | Bare Steel | Pressurized
9048057 | 3 | Flapper Valve | 1997-10-01 |  | 1997-10-01 |  | Currently in Use | Diesel | 8000 | Composite | 1997-10-01 | Fiberglass Reinforced Plastic | Pressurized
9048057 | 4 | Flapper Valve | 1997-10-01 |  | 1997-10-01 |  | Currently in Use | Diesel | 8000 | Composite | 1997-10-01 | Fiberglass Reinforced Plastic | Pressurized
9048058 | 1PREM |  | 1994-11-01 |  | 1994-11-01 |  | Currently in Use | Gas (Historical Use) | 10000 | Cathodically Protected Steel | 1994-11-01 | Cathodically Protected | Pressurized
9048058 | 2UL |  | 1994-11-01 |  | 1994-11-01 |  | Currently in Use | Gas (Historical Use) | 10000 | Cathodically Protected Steel | 1994-11-01 | Cathodically Protected | Pressurized
9048058 | DS1 |  | 1994-11-01 |  | 1994-11-01 |  | Currently in Use | Diesel | 10000 | Cathodically Protected Steel | 1994-11-01 | Cathodically Protected | Pressurized
9048058 | K-1 |  | 1994-11-01 |  | 1994-11-01 |  | Currently in Use | Kerosene | 2000 | Cathodically Protected Steel | 1994-11-01 | Cathodically Protected | Pressurized
9048059 | P3139849 |  | 1989-08-07 |  | 1989-08-08 |  | Removed from Ground | Gas (Historical Use) | 6000 | Epoxy | 1989-08-20 | Fiberglass Reinforced Plastic
9048059 | UL98010 |  | 1989-08-07 |  | 1989-08-07 |  | Removed from Ground | Gas (Historical Use) | 6000 | Epoxy | 1989-08-20 | Fiberglass Reinforced Plastic
9048059 | UL98040 |  | 1989-08-07 |  | 1989-08-07 |  | Removed from Ground | Gas (Historical Use) | 8000 | Epoxy | 1989-08-19 | Fiberglass Reinforced Plastic
9048059 | UL98059 |  | 1989-08-07 |  | 1989-08-08 |  | Removed from Ground | Diesel | 1000 | Epoxy | 1989-08-21 | Fiberglass Reinforced Plastic
9048060 | 1 |  | 1998-11-15 | no | 1998-11-15 | no | Removed from Ground | Gas (Historical Use) | 1000 | Steel-Impressed Current | 1976-08-12 |  | Suction (American)
9048060 | 2 |  | 1998-11-15 | no | 1998-11-15 | no | Removed from Ground | Diesel | 10000 | Steel-Impressed Current | 1976-08-12 |  | Suction (American)
9048061 | DIESEL |  | 1997-01-03 |  | 1997-01-03 |  | Temporarily out of use | Diesel | 8000 | Cathodically Protected Steel | 1981-05-03 | Cathodically Protected | Suction (American)
9048061 | RU |  | 1997-01-03 |  | 1997-01-03 |  | Temporarily out of use | Gas (Historical Use) | 10000 | Cathodically Protected Steel | 1981-05-03 | Cathodically Protected | Suction (American)
9048061 | UNL+ |  | 1997-01-03 |  | 1997-01-03 |  | Temporarily out of use | Gas (Historical Use) | 8000 | Cathodically Protected Steel | 1981-05-03 | Cathodically Protected | Suction (American)
9048062 | 1 |  | 1996-02-01 |  | 1996-02-01 |  | Currently in Use | Gas (Historical Use) | 12000 | Fiberglass | 1996-02-01 | Fiberglass Reinforced Plastic | Pressurized
9048062 | 2 |  | 1996-02-01 |  | 1996-02-01 |  | Currently in Use | Gas (Historical Use) | 8000 | Fiberglass | 1996-02-01 | Fiberglass Reinforced Plastic | Pressurized
9048062 | PU1 | [5 empty] | Removed from Ground | Gas (Historical Use) | 6000 | Bare Steel | 1980-08-01 | Galvanized Steel | Suction (American)
9048062 | RU2 | [5 empty] | Removed from Ground | Gas (Historical Use) | 8000 | Bare Steel | 1980-08-01 | Galvanized Steel | Suction (American)
9048062 | UT3 | [5 empty] | Removed from Ground | Gas (Historical Use) | 6000 | Bare Steel | 1980-08-01 | Not Marked
9048063 | 1 |  |  | no |  | no | Removed from Ground | Gas (Historical Use) | 4000 | Bare Steel | 2000-04-01 | Galvanized Steel | Suction (American)
9048063 | 2 |  |  | no |  | no | Removed from Ground | Gas (Historical Use) | 4000 | Bare Steel | 2000-04-01 | Galvanized Steel | Suction (American)
9048063 | 3 |  |  | no |  | no | Removed from Ground | Gas (Historical Use) | 1000 | Bare Steel | 2000-04-01 | Galvanized Steel | Suction (American)
9048063 | 4 |  |  | no |  | no | Removed from Ground | Gas (Historical Use) | 1000 | Bare Steel | 2000-04-01 | Galvanized Steel | Suction (American)
9048063 | 5 |  |  | no |  | no | Removed from Ground | Diesel | 1000 | Bare Steel | 2000-04-01 | Galvanized Steel | Suction (American)
9048063 | 6 |  |  | no |  | no | Removed from Ground | Kerosene | 1000 | Bare Steel | 2000-04-01 | Galvanized Steel | Suction (American)
9048063 | 7 |  | 2000-08-01 | no | 2000-08-01 | no | Currently in Use | Gas (Historical Use) | 8000 | Fiberglass | 2000-08-01 | Fiberglass Reinforced Plastic | Pressurized
9048063 | 8 |  | 2000-08-01 | no | 2000-08-01 | no | Currently in Use | Gas (Historical Use) | 8000 | Fiberglass | 2000-08-01 | Fiberglass Reinforced Plastic | Pressurized
9048063 | 9A |  | 2000-08-01 | no | 2000-08-01 | no | Currently in Use | Diesel | 4000 | Fiberglass | 2000-08-01 | Fiberglass Reinforced Plastic | Pressurized
9048063 | 9B |  | 2000-08-01 | no | 2000-08-01 | no | Currently in Use | E-0 | 4000 | Fiberglass | 2000-08-01 | Fiberglass Reinforced Plastic | Pressurized
9048064 | 1 |  | 1989-01-01 |  | 1989-01-01 |  | Temporarily out of use | Gas (Historical Use) | 10000 | Galvanic (STIP-3) | 1989-01-01 | Fiberglass Reinforced Plastic | Suction (American)
9048064 | 2 |  | 1998-11-01 |  | 1998-11-01 |  | Temporarily out of use | Diesel | 500 | Steel-Impressed Current | 1986-01-01 | Steel (Impressed Current) | Suction (American)
9048064 | 3 |  | 1998-11-01 |  | 1998-11-01 |  | Temporarily out of use | Diesel | 500 | Steel-Impressed Current | 1982-04-10 | Steel (Impressed Current) | Suction (American)
9048065 | 1 | Flapper Valve | 1988-10-12 |  | 1988-10-12 |  | Removed from Ground | Gas (Historical Use) | 2000 | Galvanic (STIP-3) | 1988-11-01 | Galvanized Steel | Safe Suction (Euro)
9048066 | 1 | Flapper Valve | 1998-02-01 | no | 1998-02-01 | no | Currently in Use | Regular | 10000 | Steel-Impressed Current | 1998-02-01 | Steel (Impressed Current) | Pressurized
9048066 | 2 | Flapper Valve | 1998-02-01 | no | 1998-02-01 | no | Currently in Use | Diesel | 4000 | Steel-Impressed Current | 1998-02-01 | Steel (Impressed Current) | Pressurized
9048066 | 3 | Flapper Valve | 1998-02-01 | no | 1998-02-01 | no | Currently in Use | Premium | 4000 | Steel-Impressed Current | 1998-02-01 | Steel (Impressed Current) | Pressurized
9048066 | 4 | Flapper Valve | 1998-02-01 | no | 1998-02-01 | no | Currently in Use | Premium | 4000 | Steel-Impressed Current | 1998-02-01 | Steel (Impressed Current) | Gravity Fed
9048066 | 5 |  | 1998-02-01 |  | 1998-02-01 |  | Removed from Ground | Diesel | 4000 | Cathodically Protected Steel | 1998-12-22 | Cathodically Protected | Pressurized
9048067 | 1 | Overfill Alarm | 1994-12-01 | no | 1994-12-01 | no | Currently in Use | Gas (Historical Use) | 12000 | Fiberglass | 1994-12-01 | Double-Walled Fiberglass | Pressurized
9048067 | 2 | Overfill Alarm | 1994-12-01 | no | 1994-12-01 | no | Currently in Use | Gas (Historical Use) | 12000 | Fiberglass | 1994-12-01 | Double-Walled Fiberglass | Pressurized
9048067 | 3 | Overfill Alarm | 1994-12-01 | no | 1994-12-01 | no | Currently in Use | Gas (Historical Use) | 12000 | Fiberglass | 1994-12-01 | Double-Walled Fiberglass | Pressurized
9048068 | 1 | Overfill Alarm | 1994-03-01 |  | 1994-03-01 |  | Removed from Ground | Gas (Historical Use) | 12000 | Galvanic (STIP-3) | 1994-03-01 | Double Walled | Pressurized
9048068 | 2 | Overfill Alarm | 1994-03-01 |  | 1994-03-01 |  | Removed from Ground | Gas (Historical Use) | 10000 | Galvanic (STIP-3) | 1994-03-01 | Double Walled | Pressurized
9048068 | 3 | Overfill Alarm | 1994-03-01 |  | 1994-03-01 |  | Removed from Ground | Gas (Historical Use) | 10000 | Galvanic (STIP-3) | 1994-03-01 | Double Walled | Pressurized
9048069 | 1 | Ball Float | 1992-07-15 |  | 1992-07-15 |  | Removed from Ground | Gas (Historical Use) | 10000 | Galvanic (STIP-3) | 1988-07-15 | Galvanized Steel | Pressurized
9048069 | 2 | Ball Float | 1992-07-15 |  | 1992-07-15 |  | Removed from Ground | Gas (Historical Use) | 10000 | Galvanic (STIP-3) | 1988-07-15 | Galvanized Steel | Pressurized
9048069 | 3 | Ball Float | 1992-07-15 |  | 1992-07-15 |  | Removed from Ground | Gas (Historical Use) | 10000 | Galvanic (STIP-3) | 1988-07-15 | Galvanized Steel | Pressurized
9048070 | 1 |  | 1990-06-01 |  | 1990-06-01 |  | Currently in Use | Gas (Historical Use) | 10000 | Fiberglass | 1989-01-01 | Fiberglass Reinforced Plastic | Pressurized
9048070 | 2 |  | 1990-06-01 |  | 1990-06-01 |  | Currently in Use | Gas (Historical Use) | 10000 | Fiberglass | 1989-01-01 | Fiberglass Reinforced Plastic | Pressurized
9048070 | 3 |  | 1990-06-01 |  | 1990-06-01 |  | Currently in Use | Gas (Historical Use) | 10000 | Fiberglass | 1989-01-01 | Fiberglass Reinforced Plastic | Pressurized
9048070 | 4 |  | 1990-06-01 |  | 1990-06-01 |  | Currently in Use | Diesel | 4000 | Fiberglass | 1989-01-01 | Fiberglass Reinforced Plastic | Pressurized
9048071 | 1 | Flapper Valve | 1998-02-01 |  | 1998-02-01 |  | Currently in Use | Gas (Historical Use) | 8000 | Galvanic (STIP-3) | 1998-02-01 | Steel (Impressed Current) | Pressurized
9048071 | 2 | Flapper Valve | 1998-02-01 |  | 1998-02-01 |  | Currently in Use | Gas (Historical Use) | 8000 | Galvanic (STIP-3) | 1998-02-01 | Steel (Impressed Current) | Pressurized
9048071 | 3 | Flapper Valve | 1998-02-01 |  | 1998-02-01 |  | Currently in Use | Gas (Historical Use) | 10000 | Galvanic (STIP-3) | 1998-02-01 | Steel (Impressed Current) | Pressurized
9048072 | 1 |  | 1995-08-06 |  | 1995-08-06 |  | Removed from Ground | Diesel | 8000 | Cathodically Protected Steel | 1995-08-06 | Fiberglass Reinforced Plastic | Safe Suction (Euro)
9048073 | 1 |  |  | yes |  | yes | Removed from Ground | Used Oil | 6000 | Marked Unknown | 1995-11-16 | Unknown
9048077 | 1 | [5 empty] | Removed from Ground | Gas (Historical Use) | 4000 | Bare Steel | 2001-08-08 | Bare Steel | Pressurized
9048077 | 2 | [5 empty] | Removed from Ground | Gas (Historical Use) | 4000 | Bare Steel | 2001-08-08 | Bare Steel | Pressurized
9048077 | 3 | [5 empty] | Removed from Ground | Kerosene | 1000 | Bare Steel | 2001-08-08 | Bare Steel | Pressurized
9048077 | 4 | [5 empty] | Removed from Ground | Gas (Historical Use) | 10000 | Bare Steel | 2001-08-08 | Bare Steel | Pressurized
9048078 | 1 |  | 1996-04-01 |  | 1996-04-01 |  | Currently in Use | Gas (Historical Use) | 12000 | Cathodically Protected Steel | 1988-04-01 | Fiberglass Reinforced Plastic | Pressurized
9048078 | 2 |  | 1996-04-01 |  | 1996-04-01 |  | Currently in Use | Diesel | 10000 | Cathodically Protected Steel | 1988-04-01 | Fiberglass Reinforced Plastic | Pressurized
9048078 | 3 |  | 1996-04-01 |  | 1996-04-01 |  | Currently in Use | Gas (Historical Use) | 10000 | Cathodically Protected Steel | 1988-04-01 | Fiberglass Reinforced Plastic | Pressurized
9048078 | 4 |  | 1996-04-01 |  | 1996-04-01 |  | Currently in Use | Diesel | 12000 | Cathodically Protected Steel | 1988-04-01 | Fiberglass Reinforced Plastic | Pressurized
9048078 | 5 |  | 1996-04-01 |  | 1996-04-01 |  | Currently in Use | Kerosene | 2000 | Cathodically Protected Steel | 1996-04-01 | Fiberglass Reinforced Plastic | Pressurized
9048079 | 1 |  | 1998-08-26 |  | 1998-08-26 |  | Currently in Use | Gas (Historical Use) | 4000 | Steel-Impressed Current | 1998-04-01 | Steel (Impressed Current) | Suction (American)
9048079 | 2 |  | 1998-08-26 |  | 1998-08-26 |  | Currently in Use | Gas (Historical Use) | 3000 | Steel-Impressed Current | 1998-04-01 | Steel (Impressed Current) | Suction (American)
9048081 | 0 | [5 empty] | Removed from Ground | Gas (Historical Use) | 0 | Not Marked/Unknown | 1984-01-01 | Not Marked
9048082 | 1 |  |  | yes |  | yes | Removed from Ground | Used Oil | 1000 | Not Marked/Unknown | 1997-01-01 | Not Marked
9048083 | 1 | [5 empty] | Permanently Out of Use - historical purposes | Diesel | 550 | Bare Steel | 1986-01-01 | Bare Steel | Suction (American)
9048084 | 1 | [5 empty] | Permanently Out of Use - historical purposes | Diesel | 250 | Bare Steel | 1986-01-01 | Bare Steel | Suction (American)
9048085 | 1 | Ball Float | 1997-06-01 | no | 1997-06-01 | no | Currently in Use | Regular | 12000 | Fiberglass | 1997-06-01 | Double-Walled Fiberglass | Pressurized
9048085 | 2 | Ball Float | 1997-06-01 | no | 1997-06-01 | no | Currently in Use | Premium | 10000 | Fiberglass | 1997-06-01 | Double-Walled Fiberglass | Pressurized
9048085 | 3 | Ball Float | 1997-06-01 | no | 1997-06-01 | no | Currently in Use | Diesel | 6000 | Fiberglass | 1997-06-01 | Double-Walled Fiberglass | Pressurized
9048086 | 1 |  | 1997-11-21 |  | 1997-11-21 |  | Removed from Ground | Diesel | 2000 | Cathodically Protected Steel | 1983-06-01 | Cathodically Protected
9048086 | 2 | Flapper Valve | 2005-05-13 | no | 2005-05-13 | no | Currently in Use | Diesel | 25000 | Epoxy Double-Walled | 2005-05-13 | Double-Walled Fiberglass | Pressurized
9048087 | 1 | [5 empty] | Removed from Ground | Diesel | 10000 | Bare Steel | 1979-04-17 | Bare Steel | Safe Suction (Euro)
9048087 | 2 | [5 empty] | Removed from Ground | Gas (Historical Use) | 10000 | Bare Steel | 1979-04-17 | Galvanized Steel
9048087 | 3 | [5 empty] | Removed from Ground | Diesel | 12000 | Bare Steel | 1979-04-17 | Galvanized Steel
9048087 | 4 | [5 empty] | Removed from Ground | Diesel | 500 | Bare Steel | 1989-11-01 | Bare Steel | Safe Suction (Euro)
9048088 | 1 |  | 1998-07-15 |  | 1998-07-15 |  | Currently in Use | Gas (Historical Use) | 15000 | Composite Double Walled | 1998-07-15 | Double-Walled Fiberglass | Pressurized
9048088 | 2 |  | 1998-07-15 |  | 1998-07-15 |  | Currently in Use | Diesel | 12000 | Composite Double Walled | 1998-07-15 | Double-Walled Fiberglass | Pressurized
9048088 | 3 |  | 1998-07-15 |  | 1998-07-15 |  | Currently in Use | Gas (Historical Use) | 12000 | Composite Double Walled | 1998-07-15 | Fiberglass Reinforced Plastic | Pressurized
9048089 | 1 | Flapper Valve | 1999-07-30 | no | 1999-07-30 | no | Currently in Use | Regular | 12000 | Fiberglass Double Walled | 1999-07-28 | Double-Walled Flex | Pressurized
9048089 | 2 | Flapper Valve | 1999-07-30 | no | 1999-07-30 | no | Currently in Use | Premium | 12000 | Fiberglass Double Walled | 1999-07-28 | Double-Walled Flex | Pressurized
9048090 | 1 | [5 empty] | Removed from Ground | Gas (Historical Use) | 6600 | Bare Steel | 1960-01-01 | Galvanized Steel | Suction (American)
9048090 | 2 | [5 empty] | Removed from Ground | Gas (Historical Use) | 6600 | Bare Steel | 1960-01-01 | Galvanized Steel | Suction (American)
9048090 | 3 | [5 empty] | Removed from Ground | Gas (Historical Use) | 4000 | Bare Steel | 1960-01-01 | Galvanized Steel | Suction (American)
9048091 | 1 | Overfill Alarm | 1999-09-03 | no | 1999-09-03 | no | Currently in Use | Diesel | 12000 | Fiberglass | 1999-08-31 | Double-Walled Fiberglass | Pressurized
9048092 | 1 |  | 1995-10-05 |  | 1995-10-05 |  | Removed from Ground | Diesel | 10000 | Composite | 1995-10-01 | Fiberglass Reinforced Plastic | Pressurized
9048092 | 2 |  | 1995-10-05 |  | 1995-10-05 |  | Removed from Ground | Diesel | 10000 | Composite | 1995-10-01 | Fiberglass Reinforced Plastic | Pressurized
9048092 | 3 |  | 1995-10-05 |  | 1995-10-05 |  | Removed from Ground | Gas (Historical Use) | 1500 | Composite | 1995-10-01 | Fiberglass Reinforced Plastic | Pressurized
9048093 | 1 |  | 1998-10-01 | no | 1998-10-01 | no | Removed from Ground | Gas (Historical Use) | 2000 | Steel-Impressed Current | 1990-10-01 | Fiberglass Reinforced Plastic | Pressurized
9048093 | 2 |  | 1998-10-01 | no | 1998-10-01 | no | Removed from Ground | Gas (Historical Use) | 2000 | Steel-Impressed Current | 1990-10-01 | Fiberglass Reinforced Plastic | Pressurized
9048093 | 3 |  | 1998-10-01 | no | 1998-10-01 | no | Removed from Ground | Gas (Historical Use) | 2000 | Steel-Impressed Current | 1990-10-01 | Fiberglass Reinforced Plastic | Pressurized
9048093 | 4 |  | 1998-10-01 | no | 1998-10-01 | no | Removed from Ground | Kerosene | 1000 | Steel-Impressed Current | 1998-10-01 | Steel (Impressed Current) | Safe Suction (Euro)
9048094 | 1 |  | 1999-06-29 |  | 1999-09-29 |  | Currently in Use | Diesel | 12000 | Composite | 1999-06-29 | Double Walled | Pressurized
9048095 | 1 |  | 2000-08-01 | no | 2000-08-01 | no | Currently in Use | Regular | 20000 | Composite Double Walled | 2000-08-23 | Double-Walled Fiberglass | Pressurized
9048095 | 2 |  | 2000-08-01 | no | 2000-08-01 | no | Currently in Use | Diesel | 12000 | Composite Double Walled | 2000-08-23 | Double-Walled Fiberglass | Pressurized
9048095 | 3 |  | 2000-08-01 | no | 2000-08-01 | no | Currently in Use | Premium | 12000 | Composite Double Walled | 2000-08-23 | Double-Walled Fiberglass | Pressurized
9048096 | 1 | Ball Float | 2001-07-20 | no | 2001-07-20 | no | Currently in Use | Regular | 10000 | Composite | 2001-07-20 |  | Pressurized
9048096 | 2 | Ball Float | 2001-07-20 | no | 2001-07-20 | no | Currently in Use | Premium | 10000 | Composite | 2001-07-20 |  | Pressurized
9048096 | 3 | Ball Float | 2001-07-20 | no | 2001-07-20 | no | Currently in Use | Diesel | 8000 | Composite | 2001-07-20 |  | Pressurized
9048097 | 1 | Ball Float | 2001-07-23 |  | 2001-07-23 |  | Currently in Use | Gas (Historical Use) | 10000 | Fiberglass | 2001-07-23 | Fiberglass Reinforced Plastic | Pressurized
9048097 | 2 | Ball Float | 2001-07-23 |  | 2001-07-23 |  | Currently in Use | Gas (Historical Use) | 12000 | Fiberglass | 2001-07-23 | Fiberglass Reinforced Plastic | Pressurized
9048098 | 1 |  | 2001-09-06 |  | 2001-09-06 |  | Currently in Use | Gas (Historical Use) | 4000 | Composite | 2001-09-06 | Fiberglass Reinforced Plastic | Safe Suction (Euro)
9048099 | 1 | Flapper Valve | 2000-11-01 | no | 2000-11-01 | no | Currently in Use | Diesel | 20000 |  | 2000-11-01 | Fiberglass Reinforced Plastic | Pressurized
9048099 | 2 | Flapper Valve | 2000-11-01 | no | 2000-11-01 | no | Currently in Use | Diesel | 20000 |  | 2000-11-01 | Fiberglass Reinforced Plastic | Pressurized
9048099 | 3 | Flapper Valve | 2000-11-01 | no | 2000-11-01 | no | Currently in Use | Diesel | 20000 |  | 2000-11-01 | Fiberglass Reinforced Plastic | Pressurized
9048100 | 1 | Ball Float | 2001-08-01 | no | 2001-08-01 | no | Currently in Use | Gas (Historical Use) | 20000 | Fiberglass Double Walled | 2001-06-01 | Double-Walled Flex | Pressurized
9048100 | 2 | Flapper Valve | 2001-08-01 | no | 2001-08-01 | no | Currently in Use | Regular | 20000 | Fiberglass Double Walled | 2001-06-01 | Double-Walled Flex | Pressurized
9048100 | 3 | Ball Float | 2001-08-01 | no | 2001-08-01 | no | Currently in Use | Diesel | 12000 | Fiberglass Double Walled | 2001-06-01 | Double-Walled Flex | Pressurized
9049003 | 1 | [5 empty] | Removed from Ground | Gas (Historical Use) | 500 | Cathodically Protected Steel | 1990-01-01 | Cathodically Protected
9049004 | 1 | [5 empty] | Removed from Ground | Gas (Historical Use) | 8000 | Bare Steel | 1975-07-01 | Galvanized Steel | Suction (American)
9049004 | 2 | [5 empty] | Removed from Ground | Gas (Historical Use) | 8000 | Bare Steel | 1975-07-01 | Galvanized Steel | Suction (American)
9049004 | 3A |  | 1997-12-01 |  | 1997-12-01 | yes | Currently in Use | Diesel | 6000 | Epoxy | 1997-12-07 | Fiberglass Reinforced Plastic | Pressurized
9049004 | 3B |  | 1997-12-07 | no | 1997-12-07 | yes | Currently in Use | Diesel | 6000 | Epoxy | 1997-12-07 | Fiberglass Reinforced Plastic | Pressurized
9049004 | 4 |  | 1997-12-01 |  | 1997-12-01 | yes | Currently in Use | Gas (Historical Use) | 8000 | Epoxy | 1997-12-07 | Fiberglass Reinforced Plastic | Pressurized
9049004 | 5 |  | 1997-12-01 |  | 1997-12-01 | yes | Currently in Use | Gas (Historical Use) | 12000 | Epoxy | 1997-12-07 | Fiberglass Reinforced Plastic | Pressurized
9049006 | 1 | [5 empty] | Removed from Ground | Diesel | 8000 | Bare Steel | 1968-01-01 | Not Marked
9049006 | 2 | [5 empty] | Removed from Ground | Gas (Historical Use) | 2500 | Bare Steel | 1978-01-01 | Not Marked
9049007 | D |  | 1998-12-01 |  | 1998-12-01 |  | Currently in Use | Diesel | 4000 | Cathodically Protected Steel | 1979-01-01 | Cathodically Protected | Suction (American)
9049007 | K |  | 1998-12-01 |  | 1998-12-01 |  | Currently in Use | Diesel | 4000 | Cathodically Protected Steel | 1979-01-01 | Cathodically Protected | Suction (American)
9049007 | P |  | 1998-12-01 |  | 1998-12-01 |  | Currently in Use | Gas (Historical Use) | 3000 | Cathodically Protected Steel | 1981-01-01 | Cathodically Protected | Suction (American)
9049007 | R |  | 1998-12-01 |  | 1998-12-01 |  | Currently in Use | Gas (Historical Use) | 8000 | Cathodically Protected Steel | 1981-01-01 | Cathodically Protected | Suction (American)
9049007 | UNL |  | 1998-12-01 |  | 1998-12-01 |  | Currently in Use | Gas (Historical Use) | 6000 | Cathodically Protected Steel | 1981-01-01 | Cathodically Protected | Suction (American)
9049009 | R | [5 empty] | Temporarily out of use | Gas (Historical Use) | 4000 | Bare Steel | 1973-01-01 | Galvanized Steel
9049009 | RUL | [5 empty] | Temporarily out of use | Gas (Historical Use) | 4000 | Bare Steel | 1973-01-01 | Galvanized Steel
9049009 | SUL | [5 empty] | Temporarily out of use | Gas (Historical Use) | 4000 | Bare Steel | 1973-01-01 | Galvanized Steel
9049010 | 1 |  | 1989-06-01 |  | 1989-06-01 |  | Currently in Use | Gas (Historical Use) | 8000 | Galvanic (STIP-3) | 1989-06-01 | Fiberglass Reinforced Plastic | Pressurized
9049010 | 2 |  | 1989-06-01 |  | 1989-06-01 |  | Currently in Use | Gas (Historical Use) | 8000 | Galvanic (STIP-3) | 1989-06-01 | Fiberglass Reinforced Plastic | Pressurized
9049010 | 3 |  | 1989-06-01 |  | 1989-06-01 |  | Currently in Use | Gas (Historical Use) | 8000 | Galvanic (STIP-3) | 1989-06-01 | Fiberglass Reinforced Plastic | Pressurized
9049010 | 4 |  | 2009-05-17 | no | 2009-05-17 | no | Currently in Use | Diesel | 6000 | Composite Double Walled | 2009-05-15 | Double-Walled Fiberglass | Pressurized
9049011 | 1 | [5 empty] | Removed from Ground | Other | 0 | Bare Steel | 1989-01-20 | Galvanized Steel
9049012 | 1 | [5 empty] | Removed from Ground | Diesel | 560 | Bare Steel | 1968-01-01 | Bare Steel | Safe Suction (Euro)
9049013 | 1 |  | 1991-07-01 |  | 1991-07-01 |  | Currently in Use | Gas (Historical Use) | 8000 | Galvanic (STIP-3) | 1991-07-01 | Fiberglass Reinforced Plastic | Safe Suction (Euro)
9049013 | 2 |  | 1991-07-01 |  | 1991-07-01 |  | Currently in Use | Gas (Historical Use) | 6000 | Galvanic (STIP-3) | 1991-07-01 | Fiberglass Reinforced Plastic | Safe Suction (Euro)
9049013 | 3 |  | 1991-07-01 |  | 1991-07-01 |  | Currently in Use | Gas (Historical Use) | 6000 | Galvanic (STIP-3) | 1991-07-01 | Fiberglass Reinforced Plastic | Safe Suction (Euro)
9049013 | 4 | [5 empty] | Removed from Ground | Diesel | 4000 | Bare Steel | 1991-07-01 | Bare Steel | Suction (American)
9049013 | 5 | [5 empty] | Removed from Ground | Diesel | 4000 | Bare Steel | 1991-07-01 | Bare Steel | Suction (American)
9049013 | 6 | [5 empty] | Removed from Ground | Gas (Historical Use) | 1000 | Bare Steel | 1991-07-01 | Bare Steel | Safe Suction (Euro)
9049013 | 7 | [5 empty] | Removed from Ground | Gas (Historical Use) | 1000 | Bare Steel | 1991-07-01 | Bare Steel | Safe Suction (Euro)
9049014 | 1 | [5 empty] | Removed from Ground | Gas (Historical Use) | 3000 | Bare Steel | 1978-01-01 | Not Marked
9049014 | 2 | [5 empty] | Removed from Ground | Diesel | 500 | Bare Steel | 1978-01-01 | Not Marked
9049014 | 3 | [5 empty] | Removed from Ground | Diesel | 3000 | Bare Steel | 1978-01-01 | Not Marked
9049014 | 4 | [5 empty] | Removed from Ground | Diesel | 1000 | Bare Steel | 1978-01-01 | Not Marked
9049014 | 5 | [5 empty] | Removed from Ground | Diesel | 500 | Bare Steel | 1962-01-01 | Not Marked
9049014 | 6 | [5 empty] | Removed from Ground | Gas (Historical Use) | 500 | Bare Steel | 1988-11-01 | Not Marked
9049014 | 7 | [5 empty] | Removed from Ground | Diesel | 500 | Bare Steel | 1975-01-01 | Not Marked
9049016 | 1 | [5 empty] | Removed from Ground | Diesel | 20000 | Bare Steel | 1978-01-01 | Galvanized Steel | Safe Suction (Euro)
9049016 | 2 | [5 empty] | Removed from Ground | Gas (Historical Use) | 4000 | Bare Steel | 1978-01-01 | Galvanized Steel | Safe Suction (Euro)
9049016 | 3A |  | 1999-04-27 |  | 1999-04-27 |  | Currently in Use | Diesel | 12000 | Composite | 1999-04-27 | Double Walled | Safe Suction (Euro)
9049016 | 3B |  | 1999-04-27 |  | 1999-04-27 |  | Currently in Use | Gas (Historical Use) | 3000 | Composite | 1999-04-27 | Double Walled | Safe Suction (Euro)
9049017 | 1 | [5 empty] | Removed from Ground | Diesel | 1000 | Bare Steel | 1978-01-01 | Galvanized Steel
9049017 | 2 | [5 empty] | Removed from Ground | Gas (Historical Use) | 1000 | Bare Steel | 1978-01-01 | Galvanized Steel
9049018 | 1 |  | 1998-12-28 |  | 1998-12-28 |  | Removed from Ground | Gas (Historical Use) | 10000 | Steel-Impressed Current | 1980-01-01 | Cathodically Protected | Pressurized
9049018 | 2 | [5 empty] | Removed from Ground | Diesel | 500 | Bare Steel | 1980-01-01 | Galvanized Steel
9049022 | 1 | [5 empty] | Removed from Ground | Gas (Historical Use) | 1000 | Not Marked/Unknown | 1990-01-01 | Not Marked
9049022 | 2 | [5 empty] | Removed from Ground | Gas (Historical Use) | 1000 | Not Marked/Unknown | 1949-01-01 | Not Marked
9049024 | 1 | [5 empty] | Removed from Ground | Gas (Historical Use) | 1000 | Bare Steel | 1984-04-15 | Galvanized Steel | Safe Suction (Euro)
9049024 | 2 | [5 empty] | Removed from Ground | Diesel | 500 | Bare Steel | 1984-04-15 | Galvanized Steel | Safe Suction (Euro)
9049025 | 1 |  | 1998-09-28 |  | 1998-09-28 |  | Currently in Use | Gas (Historical Use) | 8000 | Steel-Impressed Current | 1970-01-01 | Cathodically Protected | Pressurized
9049025 | 2 |  | 1998-09-28 |  | 1998-09-28 |  | Currently in Use | Gas (Historical Use) | 8000 | Steel-Impressed Current | 1970-01-01 | Cathodically Protected | Pressurized
9049025 | 3 |  | 1998-09-28 |  | 1998-09-28 |  | Currently in Use | Gas (Historical Use) | 4000 | Steel-Impressed Current | 1970-01-01 | Cathodically Protected | Pressurized
9049027 | 1 | [5 empty] | Closed in Ground | Diesel | 1000 | Marked Unknown | 1932-01-01 | Unknown | Pressurized
9049029 | 1 | Flapper Valve | 1991-10-01 |  | 1991-10-01 |  | Currently in Use | Diesel | 12000 | Galvanic (STIP-3) | 1991-10-01 | Fiberglass Reinforced Plastic | Pressurized
9049030 | DIESEL | [5 empty] | Removed from Ground | Diesel | 550 | Bare Steel | 1969-01-01 | Galvanized Steel | Suction (American)
9049030 | GASOLINE | [5 empty] | Removed from Ground | Gas (Historical Use) | 1000 | Bare Steel | 1963-01-01 | Galvanized Steel | Suction (American)
9049032 | 1 |  | 1995-08-14 |  | 1995-08-14 |  | Currently in Use | Gas (Historical Use) | 8000 | Galvanic (STIP-3) | 1995-08-14 | Fiberglass Reinforced Plastic | Safe Suction (Euro)
9049032 | 2 |  | 1995-08-14 |  | 1995-08-14 |  | Currently in Use | Gas (Historical Use) | 4000 | Galvanic (STIP-3) | 1995-08-14 | Fiberglass Reinforced Plastic | Safe Suction (Euro)
9049032 | 3 |  | 1995-08-14 |  | 1995-08-14 |  | Currently in Use | Gas (Historical Use) | 4000 | Galvanic (STIP-3) | 1995-08-14 | Fiberglass Reinforced Plastic | Safe Suction (Euro)
9049032 | 4A |  | 2002-03-13 | no | 2002-03-13 | no | Temporarily out of use | Diesel | 16000 | Composite | 2002-03-13 | Double-Walled Flex | Pressurized
9049032 | 4B |  | 2002-03-13 | no | 2002-03-13 | no | Temporarily out of use | Diesel | 4000 | Composite | 2002-03-13 | Double-Walled Flex | Pressurized
9049033 | 1 | [5 empty] | Removed from Ground | Diesel | 1000 | Not Marked/Unknown | 1995-08-15 | Not Marked
9049033 | 2 | [5 empty] | Removed from Ground | Diesel | 500 | Marked Unknown | 1988-01-01 | Unknown
9049033 | 3 |  | 1998-06-01 |  | 1998-06-01 |  | Currently in Use | Diesel | 500 | Composite | 1998-06-01 | Fiberglass Reinforced Plastic | Safe Suction (Euro)
9049034 | 1 | [5 empty] | Removed from Ground | Gas (Historical Use) | 10000 | Not Marked/Unknown | 1983-10-01 | Not Marked
9049037 | 1 | [5 empty] | Removed from Ground | Gas (Historical Use) | 4000 | Not Marked/Unknown | 1995-05-01 | Not Marked
9049037 | 2 | [5 empty] | Removed from Ground | Gas (Historical Use) | 4000 | Not Marked/Unknown | 1996-05-01 | Not Marked
9049037 | 3 | [5 empty] | Removed from Ground | Gas (Historical Use) | 4000 | Not Marked/Unknown | 1996-05-01 | Not Marked
9049038 | 1-RUL | Overfill Alarm | 1996-05-01 |  | 1996-05-01 |  | Currently in Use | Gas (Historical Use) | 10000 | Galvanic (STIP-3) | 1996-05-01 | Fiberglass Reinforced Plastic | Pressurized
9049038 | 2-SUL | Overfill Alarm | 1996-05-01 |  | 1996-05-01 |  | Currently in Use | Gas (Historical Use) | 6000 | Galvanic (STIP-3) | 1996-05-01 | Fiberglass Reinforced Plastic | Pressurized
9049038 | 3-HSF | Overfill Alarm | 1996-05-01 |  | 1996-05-01 |  | Currently in Use | Diesel | 10000 | Galvanic (STIP-3) | 1996-05-01 | Fiberglass Reinforced Plastic | Pressurized
9049038 | 4-HSF | Overfill Alarm | 1996-05-01 |  | 1996-05-01 |  | Currently in Use | Diesel | 10000 | Galvanic (STIP-3) | 1996-05-01 | Fiberglass Reinforced Plastic | Pressurized
9049039 | 1 | [5 empty] | Removed from Ground | Gas (Historical Use) | 0 | Not Marked/Unknown | 1996-07-18 | Not Marked
9049039 | 2 | [5 empty] | Removed from Ground | Gas (Historical Use) | 0 | Not Marked/Unknown | 1996-07-18 | Not Marked
9049039 | 3 | [5 empty] | Removed from Ground | Gas (Historical Use) | 0 | Not Marked/Unknown | 1996-07-18 | Not Marked
9049040 | 1 | [5 empty] | Removed from Ground | Gas (Historical Use) | 1000 | Not Marked/Unknown | 1996-07-30 | Not Marked
9049040 | 2 | [5 empty] | Removed from Ground | Gas (Historical Use) | 1000 | Not Marked/Unknown | 1996-07-30 | Not Marked
9049041 | 1 | Ball Float | 1996-11-26 |  | 1996-11-26 |  | Currently in Use | Gas (Historical Use) | 12000 | Epoxy | 1996-11-26 | Fiberglass Reinforced Plastic | Pressurized
9049041 | 2 | Ball Float | 1996-11-26 |  | 1996-11-26 |  | Currently in Use | Gas (Historical Use) | 12000 | Epoxy | 1996-11-26 | Fiberglass Reinforced Plastic | Pressurized
9049041 | 3 | Ball Float | 1996-11-26 |  | 1996-11-26 |  | Currently in Use | Gas (Historical Use) | 12000 | Epoxy | 1996-11-26 | Fiberglass Reinforced Plastic | Pressurized
9049043 | 1 |  | 1988-10-01 |  | 1988-10-01 |  | Currently in Use | Gas (Historical Use) | 6000 | Galvanic (STIP-3) | 1988-10-01 | Galvanized Steel | Safe Suction (Euro)
9049043 | 2 |  | 1988-10-01 |  | 1988-10-01 |  | Currently in Use | Gas (Historical Use) | 6000 | Galvanic (STIP-3) | 1988-10-01 | Galvanized Steel | Safe Suction (Euro)
9049043 | 3 |  | 1988-10-01 |  | 1988-10-01 |  | Currently in Use | Diesel | 6000 | Galvanic (STIP-3) | 1988-10-01 | Galvanized Steel | Safe Suction (Euro)
9049043 | 4 |  | 1988-10-01 |  | 1988-10-01 |  | Currently in Use | Diesel | 10000 | Galvanic (STIP-3) | 1988-10-01 | Galvanized Steel | Safe Suction (Euro)
9049044 | 1A |  | 1996-11-01 |  | 1996-11-01 |  | Currently in Use | Gas (Historical Use) | 6000 | Galvanic (STIP-3) | 1996-10-30 | Double Walled | Pressurized
9049044 | 1B |  | 1996-11-01 |  | 1996-11-01 |  | Currently in Use | Gas (Historical Use) | 9000 | Galvanic (STIP-3) | 1996-10-30 | Double Walled | Pressurized
9049044 | 2A |  | 1996-11-01 |  | 1996-11-01 |  | Currently in Use | Diesel | 7000 | Galvanic (STIP-3) | 1996-10-30 | Double Walled | Pressurized
9049044 | 2B |  | 1996-11-01 |  | 1996-11-01 |  | Currently in Use | Diesel | 3000 | Galvanic (STIP-3) | 1996-10-30 | Double Walled | Pressurized
9049094 | 1 | [5 empty] | Removed from Ground | Gas (Historical Use) | 2000 | Cathodically Protected Steel | 1959-01-01 | Cathodically Protected | Safe Suction (Euro)
9049094 | 2 | [5 empty] | Removed from Ground | Gas (Historical Use) | 2000 | Cathodically Protected Steel | 1959-01-01 | Cathodically Protected | Safe Suction (Euro)
9049094 | 3 | [5 empty] | Removed from Ground | Gas (Historical Use) | 2000 | Cathodically Protected Steel | 1959-01-01 | Cathodically Protected | Safe Suction (Euro)
9049094 | 4 | [5 empty] | Removed from Ground | Gas (Historical Use) | 2000 | Cathodically Protected Steel | 1959-01-01 | Cathodically Protected | Safe Suction (Euro)
9049094 | 5 | [5 empty] | Removed from Ground | Kerosene | 550 | Cathodically Protected Steel | 1959-01-01 | Cathodically Protected | Safe Suction (Euro)
9049094 | 6 |  |  | yes |  | yes | Removed from Ground | Used Oil | 550 | Cathodically Protected Steel | 1959-01-01 | Cathodically Protected | Safe Suction (Euro)
9050001 | 1&amp;2 | [5 empty] | Removed from Ground | Gas (Historical Use) | 20000 | Bare Steel | 1982-01-01 | Galvanized Steel
9050001 | 3 | [5 empty] | Removed from Ground | Gas (Historical Use) | 8000 | Bare Steel | 1982-01-01 | Galvanized Steel
9050001 | 4 | [5 empty] | Removed from Ground | Diesel | 8000 | Bare Steel | 1982-01-01 | Galvanized Steel
9050001 | 5 |  | 1991-09-01 |  | 1991-09-01 |  | Currently in Use | Gas (Historical Use) | 10000 | Galvanic (STIP-3) | 1991-09-01 | Fiberglass Reinforced Plastic | Pressurized
9050001 | 6 |  | 1991-09-01 |  | 1991-09-01 |  | Currently in Use | Gas (Historical Use) | 8000 | Galvanic (STIP-3) | 1991-09-01 | Fiberglass Reinforced Plastic | Pressurized
9050002 | 1 | [5 empty] | Removed from Ground | Gas (Historical Use) | 1000 | Not Marked/Unknown | 1991-11-27 | Not Marked
9050003 | 1 | [5 empty] | Removed from Ground | Gas (Historical Use) | 10000 | Bare Steel | 1993-11-23 | Galvanized Steel | Gravity Fed
9050003 | 2 | [5 empty] | Removed from Ground | Diesel | 10000 | Bare Steel | 1993-11-23 | Galvanized Steel | Gravity Fed
9050004 | 1 | [5 empty] | Removed from Ground | Diesel | 10000 | Not Marked/Unknown | 1992-07-01 | Not Marked
9050005 | 3 | [5 empty] | Removed from Ground | Gas (Historical Use) | 750 | Bare Steel | 1990-01-31 | Bare Steel | Suction (American)
9050005 | 4 | [5 empty] | Removed from Ground | Diesel | 750 | Bare Steel | 1990-01-31 | Bare Steel | Suction (American)
9050005 | 6 |  | 1997-11-01 |  | 1997-11-01 |  | Currently in Use | Diesel | 10000 | Fiberglass | 1997-11-01 | Fiberglass Reinforced Plastic | Suction (American)
9050007 | 1 |  | 1990-01-02 |  | 1990-01-02 |  | Removed from Ground | Other | 1000 | Galvanic (STIP-3) | 1989-08-10 | Cathodically Protected | Safe Suction (Euro)
9050008 | 1 | [5 empty] | Removed from Ground | Diesel | 10000 | Marked Unknown | 1997-02-17 | Unknown
9050008 | 2 |  | 1997-01-01 |  | 1997-01-01 |  | Currently in Use | Diesel | 10000 | Fiberglass | 1997-01-01 | Double-Walled Fiberglass | Pressurized
9050009 | 1 | Flapper Valve | 1998-11-12 | no | 1998-11-12 | yes | Removed from Ground | Plus | 5000 | Steel-Impressed Current | 1984-10-20 | Steel (Impressed Current) | Pressurized
9050009 | 2 | Flapper Valve | 1998-11-12 | no | 1998-11-12 | yes | Removed from Ground | E-10 | 10000 | Steel-Impressed Current | 1984-10-20 | Steel (Impressed Current) | Pressurized
9050009 | 3 | Flapper Valve | 1998-11-12 | no | 1998-11-12 | yes | Removed from Ground | Diesel | 8000 | Steel-Impressed Current | 1984-10-20 | Steel (Impressed Current) | Pressurized
9050009 | 4 | Flapper Valve | 1998-11-12 | no | 1998-11-12 | yes | Removed from Ground | Premium | 2000 | Steel-Impressed Current | 1960-04-15 | Steel (Impressed Current) | Suction (American)
9050010 | 1 |  | 1998-08-01 | no | 1998-08-01 | no | Currently in Use | Regular | 8000 | Steel-Impressed Current | 1981-03-01 |  | Pressurized
9050010 | 2 |  | 1998-08-01 | no | 1998-08-01 | no | Currently in Use | Regular | 8000 | Steel-Impressed Current | 1981-03-01 |  | Pressurized
9050010 | 3 |  | 1998-08-01 | no | 1998-08-01 | no | Currently in Use | Diesel | 2000 | Steel-Impressed Current | 1981-03-01 |  | Safe Suction (Euro)
9050011 | 1 |  | 1990-01-01 |  | 1990-01-01 |  | Temporarily out of use | Gas (Historical Use) | 8000 | Cathodically Protected Steel | 1990-01-03 | Cathodically Protected | Pressurized
9050011 | 2 |  | 1990-01-01 |  | 1990-01-01 |  | Temporarily out of use | Gas (Historical Use) | 6000 | Cathodically Protected Steel | 1990-01-03 | Cathodically Protected | Pressurized
9050011 | 3 |  | 1990-01-01 |  | 1990-01-01 |  | Temporarily out of use | Gas (Historical Use) | 6000 | Cathodically Protected Steel | 1990-01-03 | Cathodically Protected | Pressurized
9050012 | 1 | [5 empty] | Removed from Ground | Diesel | 2000 | Bare Steel | 1980-01-01 | Galvanized Steel
9050013 | 1 | [5 empty] | Removed from Ground | Gas (Historical Use) | 10000 | Bare Steel | 1974-01-01 | Galvanized Steel | Safe Suction (Euro)
9050013 | 2 | [5 empty] | Removed from Ground | Diesel | 10000 | Bare Steel | 1974-01-01 | Galvanized Steel | Safe Suction (Euro)
9050013 | 3 | [5 empty] | Removed from Ground | Gas (Historical Use) | 6000 | Bare Steel | 1974-01-01 | Galvanized Steel | Safe Suction (Euro)
9050014 | 1 |  | 1991-11-14 | no | 1991-11-14 | no | Currently in Use | Regular | 10000 | Epoxy | 1991-11-14 | Fiberglass Reinforced Plastic | Pressurized
9050014 | 2 |  | 1991-11-14 | no | 1991-11-14 | no | Currently in Use | E-0 | 6000 | Epoxy | 1991-11-14 | Fiberglass Reinforced Plastic | Pressurized
9050014 | 3 |  | 1991-11-14 | no | 1991-11-14 | no | Currently in Use | Plus | 5000 | Epoxy | 1991-11-14 | Fiberglass Reinforced Plastic | Pressurized
9050026 | 1 | [5 empty] | Closed in Ground | Diesel | 2000 | Bare Steel | 1994-05-01 | Galvanized Steel
9050031 | 1 |  | 1998-08-01 |  | 1998-08-01 |  | Currently in Use | Gas (Historical Use) | 0 | Composite | 1998-08-01 | Fiberglass Reinforced Plastic | Pressurized
9050031 | 2 |  | 1998-08-01 |  | 1998-08-01 |  | Currently in Use | Gas (Historical Use) | 0 | Composite | 1998-08-01 | Fiberglass Reinforced Plastic | Pressurized
9050032 | 2 |  | 1998-12-01 |  | 1998-12-01 |  | Removed from Ground | Other | 12000 | Cathodically Protected Steel | 1999-09-10 | Cathodically Protected | Pressurized
9050032 | 3A |  | 1998-12-01 |  | 1998-12-01 |  | Removed from Ground | Other | 6000 | Cathodically Protected Steel | 1999-01-06 | Cathodically Protected | Pressurized
9050032 | 3B |  | 1998-12-01 |  | 1998-12-01 |  | Removed from Ground | Other | 10000 | Cathodically Protected Steel | 1999-09-10 | Cathodically Protected | Pressurized
9050033 | 1 |  | 1998-10-01 |  | 1998-10-01 |  | Currently in Use | Gas (Historical Use) | 12000 | Composite | 1998-10-01 | Fiberglass Reinforced Plastic | Pressurized
9050033 | 2 |  | 1998-10-01 |  | 1998-10-01 |  | Currently in Use | Gas (Historical Use) | 8000 | Composite | 1998-10-01 | Fiberglass Reinforced Plastic | Pressurized
9050034 | 1 |  | 1998-12-01 |  | 1998-12-01 |  | Currently in Use | Gas (Historical Use) | 10000 | Composite | 1998-12-15 |  | Pressurized
9050034 | 2 |  | 1998-12-01 | no | 1998-12-01 | no | Currently in Use | Gas (Historical Use) | 10000 | Composite | 1998-12-15 |  | Pressurized
9050034 | 3 |  | 1998-12-01 | no | 1998-12-01 | no | Currently in Use | Diesel | 10000 | Composite | 1998-12-15 |  | Pressurized
9050035 | 1 | [5 empty] | Removed from Ground | Empty | 1000 | Bare Steel | 2000-03-01 | Bare Steel | Safe Suction (Euro)
9050035 | 2 | [5 empty] | Removed from Ground | Empty | 1000 | Bare Steel | 2000-03-01 | Bare Steel | Safe Suction (Euro)
9050035 | 3 | [5 empty] | Removed from Ground | Empty | 1000 | Bare Steel | 2000-03-01 | Bare Steel | Safe Suction (Euro)
9050036 | 1 |  | 1999-06-21 |  | 1999-06-21 |  | Currently in Use | Gas (Historical Use) | 12000 | Composite | 1999-06-30 | Fiberglass Reinforced Plastic | Pressurized
9050036 | 2 |  | 1999-06-21 |  | 1999-06-21 |  | Currently in Use | Gas (Historical Use) | 12000 | Composite | 1999-06-30 | Fiberglass Reinforced Plastic | Pressurized
9050036 | 3 |  | 1999-06-21 |  | 1999-06-21 |  | Currently in Use | Diesel | 6000 | Composite | 1999-06-30 | Fiberglass Reinforced Plastic | Pressurized
9050038 | 1 | Flapper Valve | 1999-10-15 | no | 1999-10-15 | no | Currently in Use | Diesel | 12000 | Fiberglass Double Walled | 1999-10-15 | Double-Walled Flex | Pressurized
9050039 | 1 | Ball Float | 2000-04-12 | no | 2000-04-12 | no | Currently in Use | Regular | 12000 | Epoxy | 2000-04-04 |  | Pressurized
9050039 | 2 | Ball Float | 2000-04-12 | no | 2000-04-12 | no | Currently in Use | Premium | 10000 | Epoxy | 2000-04-04 |  | Pressurized
9050039 | 3 | Ball Float | 2000-04-12 | no | 2000-04-12 | no | Currently in Use | Diesel | 10000 | Epoxy | 2000-04-04 |  | Pressurized
9050040 | 1 | [5 empty] | Removed from Ground | Diesel | 550 | Bare Steel | 1980-01-01 | Bare Steel
9050040 | 2 | [5 empty] | Removed from Ground | Diesel | 10000 | Bare Steel | 1957-01-01 | Bare Steel
9050040 | 3 |  | 2008-05-01 | no | 2008-05-01 | no | Currently in Use | Diesel | 15000 | Fiberglass Double Walled | 2008-05-01 | Double-Walled Fiberglass | Suction (American)
9050204 | 1 |  | 1998-09-01 |  | 1998-09-01 |  | Removed from Ground | Gas (Historical Use) | 3000 | Cathodically Protected Steel | 1988-09-18 | Cathodically Protected | Suction (American)
9050204 | 2 |  | 1998-09-01 |  | 1998-09-01 |  | Removed from Ground | Gas (Historical Use) | 3000 | Cathodically Protected Steel | 1988-09-18 | Cathodically Protected | Suction (American)
9050204 | 3 |  | 1998-09-01 |  | 1998-09-01 |  | Removed from Ground | Gas (Historical Use) | 4000 | Cathodically Protected Steel | 1988-09-18 | Cathodically Protected | Suction (American)
9051001 | 1 | Flapper Valve | 1996-07-09 | no | 1996-07-09 | no | Currently in Use | E-10 | 10000 | Composite | 1989-04-01 | Fiberglass Reinforced Plastic | Pressurized
9051001 | 2 | Flapper Valve | 1996-07-09 | no | 1996-07-09 | no | Installed | E-10 | 10000 | Composite | 1989-04-01 | Fiberglass Reinforced Plastic | Pressurized
9051001 | 3 | Flapper Valve | 1996-07-09 | no | 1996-07-09 | no | Currently in Use | Premium | 10000 | Composite | 1989-04-01 | Fiberglass Reinforced Plastic | Pressurized
9051001 | 4 | Flapper Valve | 1996-07-09 | no | 1996-07-09 | no | Currently in Use | Diesel | 10000 | Composite | 1989-04-01 | Fiberglass Reinforced Plastic | Pressurized
9051002 | 1 |  | 1998-06-01 |  | 1998-06-01 |  | Currently in Use | Gas (Historical Use) | 6000 | Galvanic (STIP-3) | 1986-01-01 | Fiberglass Reinforced Plastic | Pressurized
9051002 | 2 |  | 1998-06-01 |  | 1998-06-01 |  | Currently in Use | Gas (Historical Use) | 6000 | Galvanic (STIP-3) | 1986-01-01 | Fiberglass Reinforced Plastic | Pressurized
9051002 | 3 |  | 1998-06-01 |  | 1998-06-01 |  | Temporarily out of use | Gas (Historical Use) | 2000 | Galvanic (STIP-3) | 1986-01-01 | Fiberglass Reinforced Plastic | Pressurized
9051002 | 4 |  | 1998-06-01 |  | 1998-06-01 |  | Currently in Use | Gas (Historical Use) | 6000 | Galvanic (STIP-3) | 1986-01-01 | Fiberglass Reinforced Plastic | Pressurized
9051003 | 1 | [5 empty] | Removed from Ground | Diesel | 500 | Marked Unknown | 1986-01-01 | Not Marked
9051003 | 2 |  | 1993-12-01 |  | 1993-12-01 |  | Currently in Use | Diesel | 600 | Tank Jacket | 1993-12-03 | Fiberglass Reinforced Plastic | Safe Suction (Euro)
9051004 | 1 | Flapper Valve | 1986-01-01 | no | 1986-01-01 | no | Currently in Use | E-10 | 6000 | Galvanic (STIP-3) | 1986-01-01 | Fiberglass Reinforced Plastic | Pressurized
9051004 | 2 | Flapper Valve | 1986-01-01 | no | 1986-01-01 | no | Currently in Use | E-10 | 6000 | Galvanic (STIP-3) | 1986-01-01 | Fiberglass Reinforced Plastic | Pressurized
9051004 | 3 | Flapper Valve | 1986-01-01 | no | 1986-01-01 | no | Currently in Use | Premium | 6000 | Galvanic (STIP-3) | 1986-01-01 | Fiberglass Reinforced Plastic | Pressurized
9051005 | 1A |  | 1990-01-01 |  | 1990-01-01 |  | Currently in Use | Diesel | 5000 | Composite | 1990-01-01 | Fiberglass Reinforced Plastic | Pressurized
9051005 | 1B |  | 1990-01-01 | no | 1990-01-01 | no | Temporarily out of use | Diesel | 5000 | Composite | 1990-01-01 | Fiberglass Reinforced Plastic | Pressurized
9051005 | 2 |  | 1990-01-01 |  | 1990-01-01 |  | Currently in Use | Gas (Historical Use) | 10000 | Composite | 1990-01-01 | Fiberglass Reinforced Plastic | Pressurized
9051005 | 3A |  | 1990-01-01 |  | 1990-01-01 |  | Currently in Use | Gas (Historical Use) | 5000 | Composite | 1990-01-01 | Fiberglass Reinforced Plastic | Pressurized
9051005 | 3B |  | 1990-01-01 |  | 1990-01-01 |  | Currently in Use | Gas (Historical Use) | 5000 | Composite | 1990-01-01 | Fiberglass Reinforced Plastic | Pressurized
9051005 | 4 | [5 empty] | Removed from Ground | Gas (Historical Use) | 8020 | Bare Steel | 1981-01-01 | Galvanized Steel
9051005 | 5 | [5 empty] | Removed from Ground | Gas (Historical Use) | 8020 | Bare Steel | 1981-01-01 | Galvanized Steel
9051005 | 6 | [5 empty] | Removed from Ground | Gas (Historical Use) | 8020 | Bare Steel | 1981-01-01 | Galvanized Steel
9051005 | 7 | [5 empty] | Removed from Ground | Diesel | 8020 | Bare Steel | 1981-01-01 | Galvanized Steel
9051006 | 1 | [5 empty] | Removed from Ground | Gas (Historical Use) | 300 | Bare Steel | 1993-02-08 | Bare Steel
9051007 | 1 |  | 1994-01-01 |  | 1994-01-01 |  | Currently in Use | Gas (Historical Use) | 8000 | Galvanic (STIP-3) | 1987-04-07 | Galvanized Steel | Pressurized
9051007 | 2 |  | 1994-01-01 |  | 1994-01-01 |  | Currently in Use | Gas (Historical Use) | 8000 | Galvanic (STIP-3) | 1987-04-07 | Galvanized Steel | Pressurized
9051007 | 3 |  | 1994-01-01 |  | 1994-01-01 |  | Currently in Use | Diesel | 8000 | Galvanic (STIP-3) | 1987-04-07 | Galvanized Steel | Pressurized
9051007 | 4 |  | 1994-01-01 |  | 1994-01-01 |  | Currently in Use | Gas (Historical Use) | 3000 | Galvanic (STIP-3) | 1987-04-07 | Galvanized Steel | Pressurized
9051008 | 1 | [5 empty] | Removed from Ground | Gas (Historical Use) | 1000 | Marked Unknown | 1993-08-19 | Galvanized Steel | Suction (American)
9051008 | 2 | [5 empty] | Removed from Ground | Gas (Historical Use) | 1000 | Marked Unknown | 1993-08-19 | Galvanized Steel | Suction (American)
9051009 | 1 | [5 empty] | Removed from Ground | Gas (Historical Use) | 1000 | Bare Steel | 1974-01-01 | Bare Steel | Pressurized
9051010 | 1 | [5 empty] | Removed from Ground | Gas (Historical Use) | 500 | Bare Steel | 1940-01-01 | Galvanized Steel | Safe Suction (Euro)
9051010 | 2 | [5 empty] | Removed from Ground | Gas (Historical Use) | 500 | Bare Steel | 1994-04-11 | Galvanized Steel | Safe Suction (Euro)
9051011 | 1 |  | 1998-12-01 |  | 1998-12-01 |  | Currently in Use | Gas (Historical Use) | 3008 | Steel-Impressed Current | 1998-12-01 | Cathodically Protected | Suction (American)
9051011 | 2 |  | 1998-12-01 |  | 1998-12-01 |  | Currently in Use | Gas (Historical Use) | 3008 | Steel-Impressed Current | 1998-12-01 | Cathodically Protected | Suction (American)
9051011 | 3 |  | 1998-12-01 |  | 1998-12-01 |  | Currently in Use | Gas (Historical Use) | 3008 | Steel-Impressed Current | 1998-12-01 | Cathodically Protected | Suction (American)
9051012 | 1 |  | 1989-09-01 |  | 1989-09-01 |  | Temporarily out of use | Gas (Historical Use) | 2000 | Galvanic (STIP-3) | 1989-06-01 | Fiberglass Reinforced Plastic | Suction (American)
9051012 | 2 |  | 1989-09-01 |  | 1989-09-01 |  | Temporarily out of use | Gas (Historical Use) | 2000 | Galvanic (STIP-3) | 1987-09-01 | Fiberglass Reinforced Plastic | Suction (American)
9051013 | 1 | Ball Float | 1992-10-01 | no | 1992-10-01 | no | Currently in Use | E-10 | 8000 | Galvanic (STIP-3) | 1992-10-01 | Fiberglass Reinforced Plastic | Pressurized
9051013 | 2 | Ball Float | 1992-10-01 | no | 1992-10-01 | no | Currently in Use | E-10 | 8000 | Galvanic (STIP-3) | 1992-10-01 | Fiberglass Reinforced Plastic | Pressurized
9051013 | 3 | Ball Float | 1992-10-01 | no | 1992-10-01 | no | Currently in Use | Premium | 8000 | Galvanic (STIP-3) | 1992-10-01 | Fiberglass Reinforced Plastic | Pressurized
9051015 | 1 | Flapper Valve | 1996-08-01 | no | 1996-08-01 | no | Currently in Use | E-10 | 4000 | Galvanic (STIP-3) | 1986-01-01 | Fiberglass Reinforced Plastic | Safe Suction (Euro)
9051015 | 2 | Flapper Valve | 1996-08-01 | no | 1996-08-01 | no | Currently in Use | Diesel | 10000 | Composite | 1996-08-01 | Fiberglass Reinforced Plastic | Pressurized
9051015 | 3 | [5 empty] | Closed in Ground | Gas (Historical Use) | 4500 | Bare Steel | 1986-01-01 | Galvanized Steel | Suction (American)
9051016 | DUMMY | [5 empty] | Currently in Use | Empty | 0 | Not Marked/Unknown |  | Not Marked
9051017 | 1 | Flapper Valve | 1998-12-01 | no | 1998-12-01 | no | Currently in Use | Diesel | 10000 | Galvanic (STIP-3) | 1986-01-01 | Double-Walled Flex | Pressurized
9051017 | 2 | Flapper Valve | 1998-12-01 | no | 1998-12-01 | no | Currently in Use | E-10 | 10000 | Galvanic (STIP-3) | 1986-01-01 | Double-Walled Flex | Pressurized
9051017 | 3 | Flapper Valve | 1998-12-01 | no | 1998-12-01 | no | Currently in Use | Premium | 10000 | Galvanic (STIP-3) | 1986-01-01 | Double-Walled Flex | Pressurized
9051018 | 1 |  | 1998-07-01 |  | 1998-07-01 |  | Temporarily out of use | Gas (Historical Use) | 6000 | Galvanic (STIP-3) | 1986-01-01 | Galvanized Steel | Pressurized
9051018 | 2 |  | 1998-07-01 |  | 1998-07-01 |  | Temporarily out of use | Gas (Historical Use) | 6000 | Galvanic (STIP-3) | 1986-01-01 | Galvanized Steel | Pressurized
9051019 | 1 |  | 1995-06-28 |  | 1995-05-10 |  | Removed from Ground | Gas (Historical Use) | 12000 | Fiberglass | 1995-04-25 | Flex | Pressurized
9051019 | 2 |  | 1995-06-28 |  | 1995-05-10 |  | Removed from Ground | Gas (Historical Use) | 10000 | Fiberglass | 1995-04-25 | Flex | Pressurized
9051019 | 3 |  | 1995-06-28 |  | 1995-05-10 |  | Removed from Ground | Gas (Historical Use) | 6000 | Fiberglass | 1995-04-25 | Flex | Pressurized
9051020 | 1 | [5 empty] | Removed from Ground | Gas (Historical Use) | 2000 | Bare Steel | 1998-04-27 | Galvanized Steel | Suction (American)
9051020 | 2 | [5 empty] | Removed from Ground | Gas (Historical Use) | 550 | Bare Steel | 1998-04-27 | Galvanized Steel | Suction (American)
9051020 | 3 | [5 empty] | Removed from Ground | Gas (Historical Use) | 1050 | Bare Steel | 1998-04-27 | Galvanized Steel | Suction (American)
9051020 | 4 | [5 empty] | Removed from Ground | Gas (Historical Use) | 550 | Not Marked/Unknown | 1998-04-27 | Not Marked
9051021 | 1A | Ball Float | 1995-10-15 | no | 1995-10-15 | no | Currently in Use | E-10 | 9000 | Composite | 1995-10-15 | Double-Walled Flex | Pressurized
9051021 | 1B | Ball Float | 1995-10-15 | no | 1995-10-15 | no | Currently in Use | E-10 | 3000 | Composite | 1995-10-15 | Double-Walled Flex | Pressurized
9051021 | 1C | Ball Float | 1995-10-15 | no | 1995-10-15 | no | Currently in Use | Premium | 3000 | Composite | 1995-10-15 | Double-Walled Flex | Pressurized
9051022 | 219541 |  | 1995-12-05 |  | 1995-12-05 |  | Removed from Ground | Gas (Historical Use) | 2000 | Galvanic (STIP-3) | 1995-12-05 | Fiberglass Reinforced Plastic | Safe Suction (Euro)
9051022 | 219542 |  | 1995-12-05 |  | 1995-12-05 |  | Removed from Ground | Gas (Historical Use) | 3000 | Galvanic (STIP-3) | 1995-12-05 | Fiberglass Reinforced Plastic | Safe Suction (Euro)
9051026 | 1A |  | 1995-12-19 |  | 1995-12-19 |  | Currently in Use | Gas (Historical Use) | 6000 | Composite | 1995-12-18 | Flex | Pressurized
9051026 | 1B |  | 1995-12-19 |  | 1995-12-19 |  | Currently in Use | Gas (Historical Use) | 4000 | Composite | 1995-12-18 | Flex | Pressurized
9051026 | 1C |  | 1995-12-19 |  | 1995-12-19 |  | Currently in Use | Diesel | 2000 | Composite | 1995-12-18 | Flex | Pressurized
9051029 | 1 | [5 empty] | Removed from Ground | Gas (Historical Use) | 4000 | Not Marked/Unknown | 1997-05-28 | Not Marked
9051029 | 2 | [5 empty] | Removed from Ground | Diesel | 4000 | Not Marked/Unknown | 1997-05-28 | Not Marked
9051029 | 3 | [5 empty] | Removed from Ground | Gas (Historical Use) | 4000 | Not Marked/Unknown | 1997-05-28 | Not Marked
9051030 | 1 |  | 1996-07-01 |  | 1996-07-01 |  | Currently in Use | Gas (Historical Use) | 9000 | Tank Jacket | 1996-07-01 | Fiberglass Reinforced Plastic | Pressurized
9051030 | 1A |  | 1996-04-01 |  | 1996-04-01 |  | Currently in Use | Gas (Historical Use) | 6000 | Tank Jacket | 1996-07-01 | Fiberglass Reinforced Plastic | Pressurized
9051030 | 2 |  | 1996-07-01 |  | 1996-07-01 |  | Currently in Use | Diesel | 8000 | Tank Jacket | 1996-07-02 | Double-Walled Fiberglass | Pressurized
9051030 | 2A |  | 1996-07-01 |  | 1996-07-01 |  | Currently in Use | Diesel | 2000 | Tank Jacket | 1996-07-02 | Double-Walled Fiberglass | Pressurized
9051030 | 3 |  | 2014-01-17 | no | 2014-01-17 | no | Currently in Use | Gas (Historical Use) | 18000 | Tank Jacket | 2014-01-17 | Double-Walled Fiberglass | Pressurized
9051030 | 3A |  | 2014-01-17 | no | 2014-01-17 | no | Currently in Use | Diesel | 7000 | Tank Jacket | 2014-01-17 | Double-Walled Fiberglass | Pressurized
9051031 | 1A | Ball Float | 1997-01-15 | no | 1997-01-15 | yes | Currently in Use | E-10 | 10000 | Composite | 1997-01-09 | Fiberglass Reinforced Plastic | Pressurized
9051031 | 1B | Ball Float | 1997-01-15 | no | 1997-01-15 | yes | Currently in Use | Kerosene | 2000 | Composite | 1997-01-09 | Fiberglass Reinforced Plastic | Pressurized
9051031 | 2A | Ball Float | 1997-01-15 | no | 1997-01-15 | yes | Currently in Use | Premium | 4000 | Composite | 1997-01-09 | Fiberglass Reinforced Plastic | Pressurized
9051031 | 2B | Ball Float | 1997-01-15 | no | 1997-01-15 | yes | Currently in Use | Diesel | 4000 | Composite | 1997-01-09 | Fiberglass Reinforced Plastic | Pressurized
9051032 | 1 | [5 empty] | Removed from Ground | Gas (Historical Use) | 5000 | Not Marked/Unknown |  | Not Marked
9051032 | 2 | [5 empty] | Removed from Ground | Gas (Historical Use) | 5000 | Not Marked/Unknown |  | Not Marked
9051033 | 1 | Ball Float | 1999-06-01 | no | 1999-06-01 | no | Currently in Use | E-10 | 10000 | Composite | 1999-05-01 | Fiberglass Reinforced Plastic | Pressurized
9051033 | 2 | Ball Float | 1999-06-01 | no | 1999-06-01 | no | Currently in Use | Premium | 6000 | Composite | 1999-05-01 | Fiberglass Reinforced Plastic | Pressurized
9051034 | 1 |  | 1999-07-01 | no | 1999-07-01 | no | Currently in Use | Diesel | 12000 | Composite | 1999-06-01 | Fiberglass Reinforced Plastic | Pressurized
9051034 | 2 | Flapper Valve | 1999-07-01 | no | 1999-07-01 | no | Currently in Use | E-10 | 12000 | Composite | 1999-06-01 | Fiberglass Reinforced Plastic | Pressurized
9051035 | 1A | Ball Float | 1999-11-01 | no | 1999-11-01 | yes | Currently in Use | E-10 | 8000 | Fiberglass | 1999-11-01 | Fiberglass Reinforced Plastic | Pressurized
9051035 | 1B | Ball Float | 1999-11-01 | no | 1999-11-01 | no | Currently in Use | Premium | 4000 | Fiberglass | 1999-11-01 | Fiberglass Reinforced Plastic | Pressurized
9051036 | 1 | [5 empty] | Removed from Ground | Diesel | 1000 | Marked Unknown | 1985-01-01 | Unknown
9051037 | 1 | [5 empty] | Removed from Ground | Gas (Historical Use) | 500 | Not Marked/Unknown | 2000-10-04 | Not Marked
9051037 | 2 | [5 empty] | Removed from Ground | Gas (Historical Use) | 500 | Not Marked/Unknown | 2000-10-04 | Not Marked
9052001 | 1 | [5 empty] | Removed from Ground | Gas (Historical Use) | 0 | Not Marked/Unknown |  | Not Marked
9052001 | 1 | [5 empty] | Removed from Ground | Gas (Historical Use) | 0 | Marked Unknown |  | Unknown
9052002 | 1 | [5 empty] | Removed from Ground | Gas (Historical Use) | 1000 | Not Marked/Unknown | 1990-08-31 | Unknown
9052003 | 1 | [5 empty] | Removed from Ground | Gas (Historical Use) | 6000 | Cathodically Protected Steel | 1969-01-01 | Galvanized Steel
9052003 | 2 | [5 empty] | Removed from Ground | Gas (Historical Use) | 8000 | Cathodically Protected Steel | 1969-01-01 | Galvanized Steel
9052003 | 3 | [5 empty] | Removed from Ground | Gas (Historical Use) | 8000 | Cathodically Protected Steel | 1969-01-01 | Galvanized Steel
9052003 | 4 |  |  | yes |  | yes | Removed from Ground | Used Oil | 550 | Cathodically Protected Steel | 1969-01-01 | Galvanized Steel
9052004 | 1 | [5 empty] | Removed from Ground | Diesel | 500 | Bare Steel | 1963-01-01 | Galvanized Steel
9052005 | 1 | [5 empty] | Removed from Ground | Gas (Historical Use) | 2000 | Bare Steel | 1973-01-01 | Galvanized Steel
9052005 | 2 | [5 empty] | Removed from Ground | Diesel | 560 | Bare Steel | 1955-01-01 | Galvanized Steel
9052005 | 3 |  | 1991-01-01 |  | 1991-01-01 |  | Removed from Ground | Gas (Historical Use) | 1000 | Galvanic (STIP-3) | 1991-01-01 | Cathodically Protected | Safe Suction (Euro)
9052005 | 4 |  | 1991-01-01 |  | 1991-01-01 |  | Removed from Ground | Diesel | 1000 | Galvanic (STIP-3) | 1991-01-01 | Cathodically Protected | Safe Suction (Euro)
9052006 | 1 | [5 empty] | Removed from Ground | Empty | 1000 | Bare Steel | 1961-01-01 | Galvanized Steel
9052006 | 2 | [5 empty] | Removed from Ground | Empty | 560 | Bare Steel | 1961-01-01 | Galvanized Steel
9052006 | 3 | [5 empty] | Removed from Ground | Empty | 280 | Bare Steel | 1971-01-01 | Galvanized Steel
9052007 | 1 | [5 empty] | Closed in Ground | Empty | 1000 | Bare Steel | 1966-01-01 | Galvanized Steel
9052007 | 2 | [5 empty] | Closed in Ground | Empty | 1000 | Bare Steel | 1966-01-01 | Galvanized Steel
9052007 | 3 | [5 empty] | Closed in Ground | Empty | 560 | Bare Steel | 1971-01-01 | Galvanized Steel
9052008 | 1 | [5 empty] | Removed from Ground | Gas (Historical Use) | 8000 | Bare Steel | 1982-03-08 | Galvanized Steel | Safe Suction (Euro)
9052008 | 2 | [5 empty] | Removed from Ground | Gas (Historical Use) | 4000 | Bare Steel | 1982-03-08 | Galvanized Steel | Safe Suction (Euro)
9052008 | 3 | [5 empty] | Removed from Ground | Gas (Historical Use) | 1000 | Bare Steel | 1982-03-08 | Galvanized Steel | Safe Suction (Euro)
9052009 | 1 |  | 1990-10-01 |  | 1990-10-01 |  | Removed from Ground | Gas (Historical Use) | 8000 | Cathodically Protected Steel | 1990-10-04 | Fiberglass Reinforced Plastic | Pressurized
9052009 | 2 |  | 1990-10-01 |  | 1990-10-01 |  | Removed from Ground | Gas (Historical Use) | 8000 | Cathodically Protected Steel | 1990-10-04 | Fiberglass Reinforced Plastic | Pressurized
9052009 | 3 |  | 1990-10-01 |  | 1990-10-01 |  | Removed from Ground | Gas (Historical Use) | 6000 | Cathodically Protected Steel | 1990-10-04 | Fiberglass Reinforced Plastic | Pressurized
9052010 | 1 |  | 1989-08-01 |  | 1989-08-01 |  | Currently in Use | Gas (Historical Use) | 1000 | Cathodically Protected Steel | 1989-08-01 | Cathodically Protected | Safe Suction (Euro)
9052010 | 2 |  | 1989-08-01 |  | 1989-08-01 |  | Currently in Use | Gas (Historical Use) | 1000 | Cathodically Protected Steel | 1989-08-01 | Cathodically Protected | Safe Suction (Euro)
9052010 | 3 |  | 1989-08-01 |  | 1989-08-01 |  | Currently in Use | Gas (Historical Use) | 1000 | Cathodically Protected Steel | 1989-08-01 | Cathodically Protected | Safe Suction (Euro)
9052010 | 4 |  | 1989-08-01 |  | 1989-08-01 |  | Currently in Use | Gas (Historical Use) | 1000 | Cathodically Protected Steel | 1989-08-01 | Cathodically Protected | Safe Suction (Euro)
9052010 | 5 | [5 empty] | Removed from Ground | Diesel | 1000 | Bare Steel | 1975-08-01 | Bare Steel | Safe Suction (Euro)
9052011 | 1 |  | 1989-09-15 |  | 1989-09-15 |  | Currently in Use | Gas (Historical Use) | 8000 | Galvanic (STIP-3) | 1989-01-01 | Fiberglass Reinforced Plastic
9052011 | 2 |  | 1989-09-15 |  | 1989-09-15 |  | Currently in Use | Diesel | 8000 | Galvanic (STIP-3) | 1989-01-01 | Fiberglass Reinforced Plastic
9052011 | 3 |  | 1989-09-15 | yes | 1989-09-15 | yes | Currently in Use | Used Oil | 550 | Galvanic (STIP-3) | 1989-01-01 | Fiberglass Reinforced Plastic
9052012 | 1 | [5 empty] | Permanently Out of Use - historical purposes | Diesel | 10000 | Bare Steel | 1973-01-01 | Galvanized Steel
9052013 | 105D1 | [5 empty] | Removed from Ground | Diesel | 1000 | Cathodically Protected Steel | 1988-01-01 | Galvanized Steel | Suction (American)
9052013 | 105G1 | [5 empty] | Removed from Ground | Gas (Historical Use) | 1000 | Cathodically Protected Steel | 1988-01-01 | Galvanized Steel | Suction (American)
9052014 | 1 | Flapper Valve | 2002-05-01 | no | 2002-05-01 | no | Currently in Use | Regular | 8000 | Steel-Impressed Current | 1975-01-01 | Fiberglass Reinforced Plastic | Pressurized
9052014 | 2 | Flapper Valve | 2002-05-01 | no | 2002-05-01 | no | Currently in Use | Premium | 8000 | Steel-Impressed Current | 1975-01-01 | Fiberglass Reinforced Plastic | Pressurized
9052014 | 3 | Flapper Valve | 2002-05-01 | no | 2002-05-01 | no | Temporarily out of use | Empty | 8000 | Steel-Impressed Current | 1975-01-01 | Fiberglass Reinforced Plastic | Safe Suction (Euro)
9052016 | 1 |  |  | yes |  | yes | Removed from Ground | Used Oil | 500 | Marked Unknown | 1993-05-28 | Unknown
9052017 | 1 | [5 empty] | Removed from Ground | Empty | 3000 | Bare Steel | 1978-01-01 | Galvanized Steel
9052019 | 1 | [5 empty] | Removed from Ground | Other | 0 | Not Marked/Unknown | 1992-04-22 | Galvanized Steel
9052019 | 2 | [5 empty] | Removed from Ground | Other | 0 | Not Marked/Unknown | 1992-04-22 | Galvanized Steel
9052021 | 1 | Flapper Valve | 1998-07-01 | no | 1998-07-01 | no | Currently in Use | Regular | 8200 | Steel-Impressed Current | 1986-09-17 | Steel (Impressed Current) | Pressurized
9052021 | 2 | Flapper Valve | 1998-07-01 | no | 1998-07-01 | no | Currently in Use | Diesel | 8200 | Steel-Impressed Current | 1986-09-17 | Steel (Impressed Current) | Pressurized
9052021 | 3 | Flapper Valve | 1998-07-01 | no | 1998-07-01 | no | Currently in Use | Premium | 6000 | Steel-Impressed Current | 1986-09-17 | Steel (Impressed Current) | Pressurized
9052022 | 1 | [5 empty] | Removed from Ground | Diesel | 10000 | Bare Steel | 1990-01-01 | Galvanized Steel
9052023 | 1 | [5 empty] | Removed from Ground | Gas (Historical Use) | 2000 | Bare Steel | 1974-04-07 | Galvanized Steel
9052023 | 2 | [5 empty] | Removed from Ground | Diesel | 1000 | Not Marked/Unknown | 1995-05-11 | Unknown
9052023 | 3 |  |  | yes |  | yes | Removed from Ground | Used Oil | 300 | Marked Unknown | 1995-05-11 | Unknown
9052024 | 1 | [5 empty] | Removed from Ground | Gas (Historical Use) | 1060 | Bare Steel | 1975-06-10 | Galvanized Steel | Suction (American)
9052024 | 2 | [5 empty] | Removed from Ground | Gas (Historical Use) | 560 | Bare Steel | 1958-10-20 | Galvanized Steel | Suction (American)
9052024 | 3 | [5 empty] | Removed from Ground | Gas (Historical Use) | 560 | Bare Steel | 1967-01-05 | Galvanized Steel | Suction (American)
9052025 | 1 |  | 1998-09-07 | no | 1998-09-07 | no | Currently in Use | Gas (Historical Use) | 8000 | Steel-Impressed Current | 1979-09-15 |  | Suction (American)
9052025 | 2 |  | 1998-09-07 | no | 1998-09-07 | no | Currently in Use | Gas (Historical Use) | 4000 | Steel-Impressed Current | 1979-09-15 |  | Suction (American)
9052025 | 3 |  | 1998-09-07 | no | 1998-09-07 | no | Temporarily out of use | Gas (Historical Use) | 2000 | Steel-Impressed Current | 1979-09-15 |  | Suction (American)
9052026 | 1 |  | 1998-04-10 |  | 1998-04-10 |  | Removed from Ground | Gas (Historical Use) | 6000 | Steel-Impressed Current | 1980-04-15 | Cathodically Protected | Suction (American)
9052026 | 2 |  | 1998-04-10 |  | 1998-04-10 |  | Removed from Ground | Gas (Historical Use) | 4000 | Steel-Impressed Current | 1980-04-15 | Cathodically Protected | Suction (American)
9052026 | 3 |  | 1998-04-10 |  | 1998-04-10 |  | Removed from Ground | Gas (Historical Use) | 3000 | Steel-Impressed Current | 1980-04-15 | Cathodically Protected | Suction (American)
9052027 | 1 | [5 empty] | Removed from Ground | Gas (Historical Use) | 1060 | Bare Steel | 1964-04-30 | Galvanized Steel | Suction (American)
9052027 | 2 | [5 empty] | Removed from Ground | Gas (Historical Use) | 1060 | Bare Steel | 1964-04-30 | Galvanized Steel | Suction (American)
9052027 | 3 | [5 empty] | Removed from Ground | Gas (Historical Use) | 1060 | Bare Steel | 1964-04-30 | Galvanized Steel | Suction (American)
9052027 | 4 | [5 empty] | Removed from Ground | Gas (Historical Use) | 1060 | Bare Steel | 1964-04-30 | Galvanized Steel | Suction (American)
9052027 | 5 | [5 empty] | Removed from Ground | Gas (Historical Use) | 6000 | Bare Steel | 1982-10-10 | Galvanized Steel | Pressurized
9052027 | 6 | [5 empty] | Removed from Ground | Diesel | 3000 | Bare Steel | 1984-03-10 | Galvanized Steel | Suction (American)
9052028 | 1 | [5 empty] | Removed from Ground | Diesel | 6000 | Composite | 1993-05-01 | Fiberglass Reinforced Plastic | Suction (American)
9052028 | 2 | [5 empty] | Removed from Ground | Gas (Historical Use) | 6000 | Epoxy | 1993-05-01 | Fiberglass Reinforced Plastic | Suction (American)
9052028 | 3 | [5 empty] | Removed from Ground | Gas (Historical Use) | 6000 | Epoxy | 1993-05-01 | Fiberglass Reinforced Plastic | Suction (American)
9052028 | 4 | [5 empty] | Removed from Ground | Gas (Historical Use) | 4000 | Epoxy | 1993-05-01 | Fiberglass Reinforced Plastic | Suction (American)
9052029 | 1 | [5 empty] | Removed from Ground | Gas (Historical Use) | 2000 | Cathodically Protected Steel | 1988-01-04 | Galvanized Steel | Suction (American)
9052029 | 2 | [5 empty] | Removed from Ground | Gas (Historical Use) | 2000 | Not Marked/Unknown | 1988-01-04 | Not Marked
9052030 | 1 |  | 1990-11-14 |  |  |  | Removed from Ground | Gas (Historical Use) | 2000 | Cathodically Protected Steel | 1990-11-14 | Galvanized Steel | Suction (American)
9052030 | 2 |  | 1990-11-14 |  |  |  | Removed from Ground | Gas (Historical Use) | 1000 | Cathodically Protected Steel | 1990-11-14 | Galvanized Steel | Suction (American)
9052031 | 1 |  | 1998-03-07 |  | 1998-03-07 |  | Temporarily out of use | Gas (Historical Use) | 2000 | Galvanic (STIP-3) | 1987-12-28 | Cathodically Protected | Safe Suction (Euro)
9052031 | 2 |  | 1998-03-17 |  | 1998-03-17 |  | Temporarily out of use | Gas (Historical Use) | 2000 | Galvanic (STIP-3) | 1987-12-28 | Cathodically Protected | Safe Suction (Euro)
9052032 | 1 |  | 1998-11-18 |  | 1998-11-18 |  | Temporarily out of use | Gas (Historical Use) | 1000 | Cathodically Protected Steel | 1988-02-22 | Cathodically Protected | Safe Suction (Euro)
9052032 | 2 |  | 1998-11-18 |  | 1998-11-18 |  | Temporarily out of use | Gas (Historical Use) | 1000 | Cathodically Protected Steel | 1988-02-22 | Cathodically Protected | Safe Suction (Euro)
9052032 | 3 |  | 1998-11-18 |  | 1998-11-18 |  | Temporarily out of use | Gas (Historical Use) | 1000 | Cathodically Protected Steel | 1988-02-22 | Cathodically Protected | Safe Suction (Euro)
9052033 | 1 |  | 1991-05-23 | no | 1991-05-23 | no | Temporarily out of use | Gas (Historical Use) | 7000 |  | 1991-05-23 | Fiberglass Reinforced Plastic | Pressurized
9052034 | 1 | [5 empty] | Removed from Ground | Gas (Historical Use) | 1000 | Bare Steel | 1983-05-01 | Galvanized Steel | Suction (American)
9052034 | 2 | [5 empty] | Removed from Ground | Diesel | 1000 | Bare Steel | 1983-05-01 | Galvanized Steel | Suction (American)
9052035 | 1 | [5 empty] | Removed from Ground | Gas (Historical Use) | 4000 | Bare Steel | 1978-07-15 | Galvanized Steel | Pressurized
9052035 | 2 | [5 empty] | Removed from Ground | Gas (Historical Use) | 4000 | Bare Steel | 1978-07-15 | Galvanized Steel | Pressurized
9052035 | 3 | [5 empty] | Removed from Ground | Gas (Historical Use) | 2000 | Bare Steel | 1978-07-15 | Galvanized Steel | Pressurized
9052035 | 4 | [5 empty] | Removed from Ground | Diesel | 2000 | Bare Steel | 1978-07-15 | Galvanized Steel | Suction (American)
9052035 | 5 |  | 1998-12-01 |  | 1998-12-01 |  | Currently in Use | Gas (Historical Use) | 10000 | Composite | 1998-12-01 | Fiberglass Reinforced Plastic | Pressurized
9052035 | 6 |  | 1998-12-01 |  | 1998-12-01 |  | Currently in Use | Gas (Historical Use) | 8000 | Composite | 1998-12-01 | Fiberglass Reinforced Plastic | Pressurized
9052035 | 7A |  | 1998-12-01 |  | 1998-12-01 |  | Currently in Use | Diesel | 2000 | Composite | 1998-12-01 | Fiberglass Reinforced Plastic | Safe Suction (Euro)
9052035 | 7B |  | 1998-12-01 |  | 1998-12-01 |  | Currently in Use | Kerosene | 2000 | Composite | 1998-12-01 | Fiberglass Reinforced Plastic | Safe Suction (Euro)
9052036 | 1 | [5 empty] | Removed from Ground | Gas (Historical Use) | 1000 | Bare Steel | 1999-11-15 | Galvanized Steel | Suction (American)
9052036 | 2 | [5 empty] | Removed from Ground | Gas (Historical Use) | 560 | Bare Steel | 1999-11-15 | Galvanized Steel | Suction (American)
9052037 | 1 |  | 1995-04-18 | no | 1995-04-18 | no | Temporarily out of use | Empty | 10000 | Fiberglass Double Walled | 1995-04-18 | Double-Walled Fiberglass | Pressurized
9052037 | 2 |  | 1995-04-18 | no | 1995-04-18 | no | Temporarily out of use | Empty | 10000 | Fiberglass Double Walled | 1995-04-18 | Double-Walled Fiberglass | Pressurized
9052037 | 3 |  | 1995-04-18 | no | 1995-04-18 | no | Temporarily out of use | Empty | 10000 | Fiberglass Double Walled | 1995-04-18 | Double-Walled Fiberglass | Pressurized
9052037 | 4 |  | 1995-04-18 | no | 1995-04-18 | no | Temporarily out of use | Empty | 4000 | Fiberglass Double Walled | 1995-04-18 | Double-Walled Fiberglass | Pressurized
9052040 | 1A | Flapper Valve | 1998-05-27 | no | 1998-05-27 | no | Currently in Use | Diesel | 8000 | Fiberglass | 1985-01-01 |  | Suction (American)
9052040 | 1B | Flapper Valve | 1998-05-27 | no | 1998-05-27 | no | Currently in Use | Regular | 8000 | Fiberglass | 1985-01-01 |  | Suction (American)
9052040 | A |  |  | no |  | no | Removed from Ground | Gas (Historical Use) | 1000 | Bare Steel | 1978-01-01
9052040 | B |  |  | no |  | no | Removed from Ground | Gas (Historical Use) | 560 | Bare Steel | 1971-01-01
9052040 | C |  |  | no |  | no | Removed from Ground | Gas (Historical Use) | 280 | Bare Steel | 1985-01-01
9052041 | 1 | [5 empty] | Removed from Ground | Gas (Historical Use) | 550 | Not Marked/Unknown | 1998-12-28 | Not Marked
9052041 | 2 | [5 empty] | Removed from Ground | Gas (Historical Use) | 1000 | Not Marked/Unknown | 1998-12-01 | Not Marked
9052041 | 3 | [5 empty] | Removed from Ground | Gas (Historical Use) | 1000 | Not Marked/Unknown | 1998-12-01 | Not Marked
9052041 | 4 |  | 1998-12-28 |  | 1998-12-28 |  | Temporarily out of use | Gas (Historical Use) | 1000 | Composite | 1998-12-28 | Fiberglass Reinforced Plastic | Safe Suction (Euro)
9052042 | 1 | [5 empty] | Removed from Ground | Other | 1000 | Marked Unknown | 1996-02-01 | Unknown
9052042 | 2 | [5 empty] | Removed from Ground | Other | 1000 | Marked Unknown | 1996-02-01 | Unknown
9052042 | 3 | [5 empty] | Permanently Out Of Use | Other | 1000 | Marked Unknown | 1996-02-08 | Unknown
9052042 | 4 | [5 empty] | Permanently Out Of Use | Other | 1000 | Marked Unknown | 1996-02-08 | Unknown
9052043 | 1 | [5 empty] | Removed from Ground | Gas (Historical Use) | 560 | Bare Steel | 1981-01-01 | Galvanized Steel | Suction (American)
9052044 | 1 | [5 empty] | Removed from Ground | Gas (Historical Use) | 0 | Not Marked/Unknown | 1994-01-01 | Not Marked
9052044 | 2 | [5 empty] | Removed from Ground | Diesel | 0 | Not Marked/Unknown | 1996-01-01 | Not Marked
9052045 | 1 | [5 empty] | Removed from Ground | Gas (Historical Use) | 500 | Not Marked/Unknown | 1996-08-05 | Not Marked
9052046 | 1 | [5 empty] | Currently in Use | Empty | 0 | Marked Unknown | 1996-08-30 | Unknown
9052047 | 1 | [5 empty] | Removed from Ground | Gas (Historical Use) | 1000 | Bare Steel | 1996-08-05 | Bare Steel | Suction (American)
9052048 | 1 | [5 empty] | Removed from Ground | Gas (Historical Use) | 1000 | Bare Steel | 1963-07-01 | Galvanized Steel | Safe Suction (Euro)
9052048 | 2 | [5 empty] | Removed from Ground | Gas (Historical Use) | 1000 | Bare Steel | 1963-07-01 | Galvanized Steel | Safe Suction (Euro)
9052048 | 3 | Flapper Valve | 1999-02-15 | no | 1999-02-15 | no | Currently in Use | Diesel | 8000 | Composite | 1999-02-15 | Fiberglass Reinforced Plastic | Pressurized
9052048 | 4 | Flapper Valve | 1999-02-15 | no | 1999-02-15 | no | Currently in Use | Regular | 8000 | Composite | 1999-02-15 | Fiberglass Reinforced Plastic | Pressurized
9052049 | 1 | [5 empty] | Removed from Ground | Gas (Historical Use) | 500 | Not Marked/Unknown |  | Not Marked
9052050 | 1 |  | 1998-12-01 | no | 1998-12-01 | no | Currently in Use | Gas (Historical Use) | 10000 | Composite | 1998-12-01 | Fiberglass Reinforced Plastic | Suction (American)
9052050 | 2 |  | 1998-12-01 |  | 1998-12-01 |  | Currently in Use | Diesel | 10000 | Composite | 1998-12-01 | Fiberglass Reinforced Plastic | Suction (American)
9052051 | 1 |  | 1991-04-01 | no | 1991-04-01 | no | Removed from Ground |  | 1000 |  | 2001-09-18 | Cathodically Protected | Safe Suction (Euro)
9052052 | 1A |  | 1999-03-30 | no | 1999-03-30 | no | Currently in Use | Gas (Historical Use) | 6000 | Composite | 1999-03-30 | Fiberglass Reinforced Plastic | Safe Suction (Euro)
9052052 | 1B |  |  | no |  | no | Currently in Use |  |  | Composite
9052053 | 1 | Ball Float | 1999-10-01 |  | 1999-10-01 | yes | Currently in Use | Gas (Historical Use) | 12000 | Composite Double Walled | 1999-10-01 | Double-Walled Fiberglass | Pressurized
9052053 | 2 | Ball Float | 1999-10-01 |  | 1999-10-01 | yes | Currently in Use | Diesel | 12000 | Composite Double Walled | 1999-10-01 | Double-Walled Fiberglass | Pressurized
9052053 | 3 | Ball Float | 1999-10-01 |  | 1999-10-01 | yes | Currently in Use | Gas (Historical Use) | 12000 | Composite Double Walled | 1999-10-01 | Double-Walled Fiberglass | Pressurized
9052054 | 1 |  | 2000-10-24 | no | 2000-10-24 | no | Temporarily out of use | Gas (Historical Use) | 2500 | Fiberglass Double Walled | 2000-10-24 | Fiberglass Reinforced Plastic | Safe Suction (Euro)
9053001 | 1 | [5 empty] | Permanently Out Of Use | Empty | 500 | Not Marked/Unknown | 1991-07-29 | Not Marked
9053002 | 1 | [5 empty] | Removed from Ground | Diesel | 15000 | Bare Steel | 1979-01-01 | Galvanized Steel | Pressurized
9053002 | 2 |  |  | yes |  | yes | Removed from Ground | Used Oil | 1000 | Bare Steel | 1979-01-01 | Galvanized Steel | Gravity Fed
9053003 | 1 |  | 2008-08-13 | no | 2008-08-13 | no | Currently in Use | Gas (Historical Use) | 8000 | Galvanic (STIP-3) | 1987-01-01 | Fiberglass Reinforced Plastic | Pressurized
9053003 | 2 |  | 2008-08-13 | no | 2008-08-13 | no | Currently in Use | Gas (Historical Use) | 6000 | Galvanic (STIP-3) | 1987-01-01 | Fiberglass Reinforced Plastic | Pressurized
9053003 | 3 |  | 2008-08-13 | no | 2008-08-13 | no | Currently in Use | Gas (Historical Use) | 6000 | Galvanic (STIP-3) | 1987-01-01 | Fiberglass Reinforced Plastic | Pressurized
9053003 | 4 |  | 2008-08-13 | no | 2008-08-13 | no | Currently in Use | Gas (Historical Use) | 4000 | Galvanic (STIP-3) | 1987-01-01 | Fiberglass Reinforced Plastic | Pressurized
9053004 | 1 |  | 1997-08-01 | no | 1997-08-01 | no | Currently in Use | Gas (Historical Use) | 10000 | Steel-Impressed Current | 1974-01-01 |  | Safe Suction (Euro)
9053004 | 2 |  | 1997-08-01 | no | 1997-08-01 | no | Currently in Use | Gas (Historical Use) | 10000 | Steel-Impressed Current | 1974-01-01 |  | Suction (American)
9053004 | 3 |  | 1997-08-01 | no | 1997-08-01 | no | Currently in Use | Gas (Historical Use) | 10000 | Steel-Impressed Current | 1974-01-01 |  | Safe Suction (Euro)
9053005 | 1 |  | 1990-05-01 |  | 1990-05-01 |  | Currently in Use | Gas (Historical Use) | 6000 | Steel-Impressed Current | 1985-01-01 | Double-Walled Fiberglass | Pressurized
9053005 | 2 |  | 1990-05-01 |  | 1990-05-01 |  | Currently in Use | Gas (Historical Use) | 6000 | Steel-Impressed Current | 1985-01-01 | Double-Walled Fiberglass | Pressurized
9053005 | 3 |  | 1990-05-01 |  | 1990-05-01 |  | Currently in Use | Gas (Historical Use) | 8000 | Steel-Impressed Current | 1985-01-01 | Double-Walled Fiberglass | Pressurized
9053005 | 4 |  | 1990-05-01 |  | 1990-05-01 |  | Currently in Use | Diesel | 8000 | Steel-Impressed Current | 1985-01-01 | Double-Walled Fiberglass | Pressurized
9053006 | 1 |  | 2010-08-04 |  | 2010-08-04 |  | Currently in Use | Gas (Historical Use) | 6000 | Steel-Impressed Current | 1974-01-01 | Steel (Impressed Current) | Safe Suction (Euro)
9053006 | 2 |  | 2010-08-04 | no | 2010-08-04 | no | Currently in Use | Gas (Historical Use) | 6000 | Steel-Impressed Current | 1974-01-01 | Steel (Impressed Current) | Safe Suction (Euro)
9053006 | 3 |  | 2010-08-04 | no | 2010-08-04 | no | Currently in Use | Gas (Historical Use) | 10000 | Steel-Impressed Current | 1974-01-01 | Steel (Impressed Current) | Safe Suction (Euro)
9053007 | 1 |  | 2011-10-17 |  | 2010-08-10 |  | Temporarily out of use | Gas (Historical Use) | 10000 | Steel-Impressed Current | 1974-01-01 | Steel (Impressed Current) | Suction (American)
9053007 | 2 |  | 2011-10-17 |  | 2010-08-10 |  | Temporarily out of use | Gas (Historical Use) | 10000 | Steel-Impressed Current | 1974-01-01 | Steel (Impressed Current) | Suction (American)
9053009 | 1 |  | 1988-07-15 |  | 1988-07-15 |  | Currently in Use | Diesel | 8000 | Galvanic (STIP-3) | 1988-07-15 | Cathodically Protected | Pressurized
9053009 | 2 |  | 1988-07-15 |  | 1988-07-15 |  | Currently in Use | Gas (Historical Use) | 8000 | Galvanic (STIP-3) | 1988-07-15 | Cathodically Protected | Pressurized
9053009 | 3 |  | 1988-07-15 |  | 1988-07-15 |  | Currently in Use | Gas (Historical Use) | 8000 | Galvanic (STIP-3) | 1988-07-15 | Cathodically Protected | Pressurized
9053009 | 4 |  | 1988-07-15 |  | 1988-07-15 |  | Currently in Use | Gas (Historical Use) | 8000 | Galvanic (STIP-3) | 1988-07-15 | Cathodically Protected | Pressurized
9053010 | 1 | [5 empty] | Removed from Ground | Gas (Historical Use) | 7500 | Bare Steel | 1976-01-01 | Bare Steel
9053010 | 2 | [5 empty] | Closed in Ground | Diesel | 10000 | Bare Steel | 1978-01-01 | Bare Steel
9053010 | 3 | [5 empty] | Removed from Ground | Empty | 25000 | Marked Unknown | 1999-10-01 | Unknown
9053010 | 4 | [5 empty] | Removed from Ground | Gas (Historical Use) | 1000 | Bare Steel | 1971-01-01 | Galvanized Steel
9053011 | 1 | [5 empty] | Removed from Ground | Gas (Historical Use) | 1000 | Bare Steel | 1998-04-02 | Galvanized Steel | Safe Suction (Euro)
9053011 | 2 | [5 empty] | Removed from Ground | Gas (Historical Use) | 1000 | Bare Steel | 1998-04-02 | Galvanized Steel | Safe Suction (Euro)
9053012 | 1 | [5 empty] | Removed from Ground | Gas (Historical Use) | 2000 | Bare Steel | 1985-01-01 | Galvanized Steel | Suction (American)
9053012 | 2 | [5 empty] | Removed from Ground | Gas (Historical Use) | 500 | Bare Steel | 1985-01-01 | Galvanized Steel | Suction (American)
9053012 | 3 | [5 empty] | Removed from Ground | Gas (Historical Use) | 500 | Bare Steel | 1985-01-01 | Galvanized Steel | Suction (American)
9053014 | 1 | [5 empty] | Removed from Ground | Diesel | 1000 | Bare Steel | 1951-01-01 | Galvanized Steel | Gravity Fed
9053014 | 2 | [5 empty] | Removed from Ground | Gas (Historical Use) | 1000 | Bare Steel | 1951-01-01 | Galvanized Steel | Gravity Fed
9053015 | 1 | [5 empty] | Removed from Ground | Gas (Historical Use) | 1000 | Bare Steel | 1999-12-21 | Galvanized Steel | Suction (American)
9053015 | 2 | [5 empty] | Removed from Ground | Gas (Historical Use) | 1000 | Bare Steel | 1999-12-21 | Not Marked
9053016 | 1 |  | 2009-05-28 |  | 2009-05-28 |  | Currently in Use | Gas (Historical Use) | 8200 | Epoxy | 1987-04-17 | Fiberglass Reinforced Plastic | Pressurized
9053016 | 2 |  | 2009-05-28 | no | 2009-05-28 | no | Currently in Use | Gas (Historical Use) | 8200 | Epoxy | 1987-04-17 | Fiberglass Reinforced Plastic | Pressurized
9053016 | 3 |  | 2009-05-28 |  | 2009-05-28 |  | Currently in Use | Gas (Historical Use) | 8200 | Epoxy | 1987-04-17 | Fiberglass Reinforced Plastic | Pressurized
9053017 | 1 |  | 1998-05-26 |  | 1998-05-26 |  | Currently in Use | Gas (Historical Use) | 2000 | Galvanic (STIP-3) | 1988-05-24 | Bare Steel | Suction (American)
9053017 | 2 |  | 1998-05-26 |  | 1998-05-26 |  | Temporarily out of use | Gas (Historical Use) | 2000 | Galvanic (STIP-3) | 1988-05-24 | Bare Steel | Suction (American)
9053018 | 2000 | Flapper Valve | 1995-01-01 | no | 1995-01-01 | no | Currently in Use | Diesel | 2000 | Galvanic (STIP-3)/Sacrificial Anodes | 1993-07-01 | Fiberglass Reinforced Plastic | Safe Suction (Euro)
9053018 | 4000A | Flapper Valve | 1993-07-20 | no | 1993-07-20 | no | Currently in Use | Gas (Historical Use) | 3000 | Galvanic (STIP-3)/Sacrificial Anodes | 1993-07-01 | Fiberglass Reinforced Plastic | Pressurized
9053018 | 4000B | Flapper Valve | 1993-07-20 | no | 1993-07-20 | no | Currently in Use | Gas (Historical Use) | 1000 | Galvanic (STIP-3)/Sacrificial Anodes | 1993-07-01 | Fiberglass Reinforced Plastic | Pressurized
9053019 | 1 |  | 1998-11-01 |  | 1998-11-01 |  | Currently in Use | Gas (Historical Use) | 6000 | Steel-Impressed Current | 1975-09-22 | Cathodically Protected | Safe Suction (Euro)
9053019 | 2 |  | 1998-11-01 |  | 1998-11-01 |  | Currently in Use | Gas (Historical Use) | 2000 | Steel-Impressed Current | 1975-02-09 | Cathodically Protected | Safe Suction (Euro)
9053220 | 1 |  | 1991-04-01 |  | 1991-04-01 |  | Currently in Use | Gas (Historical Use) | 6000 | Galvanic (STIP-3) | 1991-04-01 | Fiberglass Reinforced Plastic | Safe Suction (Euro)
9053220 | 2 |  | 1991-04-01 |  | 1991-04-01 |  | Currently in Use | Gas (Historical Use) | 2000 | Galvanic (STIP-3) | 1991-04-01 | Fiberglass Reinforced Plastic | Safe Suction (Euro)
9053220 | 3 |  | 2005-08-01 | no | 2005-08-01 | no | Currently in Use | Gas (Historical Use) | 10000 | Composite | 2005-07-01 | Fiberglass Reinforced Plastic | Pressurized
9053222 | 1 |  | 1998-12-01 | no | 1998-12-01 | no | Temporarily out of use | Gas (Historical Use) | 2000 | Galvanic (STIP-3) | 1986-01-01 |  | Suction (American)
9053222 | 2 |  | 1998-12-01 | no | 1998-12-01 | no | Temporarily out of use | Gas (Historical Use) | 2000 | Galvanic (STIP-3) | 1986-01-01 |  | Suction (American)
9053222 | 3 |  | 1998-12-01 | no | 1998-12-01 | no | Temporarily out of use | Gas (Historical Use) | 2000 | Galvanic (STIP-3) | 1986-01-01 |  | Suction (American)
9053223 | 1 |  | 1995-01-01 | no | 1995-01-01 | no | Temporarily out of use | Gas (Historical Use) | 4000 | Steel-Impressed Current | 1981-06-01 | Steel (Impressed Current) | Suction (American)
9053223 | 2 |  | 1995-01-01 | no | 1995-01-01 | no | Temporarily out of use | Gas (Historical Use) | 4000 | Steel-Impressed Current | 1981-06-01 | Steel (Impressed Current) | Suction (American)
9053223 | 3 |  | 1981-01-01 | no | 1981-01-01 | no | Temporarily out of use | Diesel | 2000 | Steel-Impressed Current | 1981-06-01 | Steel (Impressed Current) | Safe Suction (Euro)
9053224 | 1 | [5 empty] | Closed in Ground | Gas (Historical Use) | 1 | Bare Steel | 1999-07-27 | Bare Steel | Suction (American)
9053224 | 2 | [5 empty] | Closed in Ground | Gas (Historical Use) | 1 | Bare Steel | 1999-07-27 | Bare Steel | Suction (American)
9053224 | 3 | [5 empty] | Closed in Ground | Gas (Historical Use) | 1 | Bare Steel | 1999-07-27 | Bare Steel | Suction (American)
9053224 | 4 | [5 empty] | Closed in Ground | Gas (Historical Use) | 1 | Bare Steel | 1999-07-27 | Bare Steel | Suction (American)
9053224 | 5A |  | 1999-09-09 |  | 1999-09-09 |  | Temporarily out of use | Gas (Historical Use) | 2000 | Composite | 1999-09-08 | Fiberglass Reinforced Plastic | Safe Suction (Euro)
9053224 | 5B |  | 1999-09-09 |  | 1999-09-09 |  | Temporarily out of use | Gas (Historical Use) | 1000 | Composite | 1999-09-08 | Fiberglass Reinforced Plastic | Safe Suction (Euro)
9053225 | 1 |  | 1990-08-01 |  | 1990-08-01 |  | Currently in Use | Gas (Historical Use) | 6000 | Cathodically Protected Steel | 1990-08-01 | Cathodically Protected | Pressurized
9053225 | 2 |  | 1990-08-01 |  | 1990-08-01 |  | Currently in Use | Gas (Historical Use) | 3000 | Cathodically Protected Steel | 1990-08-01 | Cathodically Protected | Pressurized
9053225 | 3 |  | 1990-08-01 |  | 1990-08-01 |  | Currently in Use | Kerosene | 2000 | Cathodically Protected Steel | 1990-08-01 | Cathodically Protected | Pressurized
9053225 | 4 |  | 1990-08-01 |  | 1990-08-01 |  | Currently in Use | Diesel | 4000 | Cathodically Protected Steel | 1992-06-01 | Cathodically Protected | Pressurized
9053226 | 1 | [5 empty] | Removed from Ground | Gas (Historical Use) | 5000 | Bare Steel | 1984-01-01 | Galvanized Steel | Suction (American)
9053226 | 2 | [5 empty] | Removed from Ground | Gas (Historical Use) | 4000 | Bare Steel | 1984-01-01 | Galvanized Steel | Suction (American)
9053226 | 3 | [5 empty] | Removed from Ground | Diesel | 10000 | Bare Steel | 1984-01-01 | Galvanized Steel | Suction (American)
9053227 | 1 |  | 1989-07-01 |  | 1989-07-01 |  | Temporarily out of use | Gas (Historical Use) | 8000 | Cathodically Protected Steel | 1989-07-01 | Fiberglass Reinforced Plastic | Pressurized
9053227 | 2 |  | 1989-07-01 |  | 1989-07-01 |  | Temporarily out of use | Gas (Historical Use) | 8000 | Cathodically Protected Steel | 1989-07-01 | Fiberglass Reinforced Plastic | Pressurized
9053227 | 3 |  | 1989-07-01 |  | 1989-07-01 |  | Temporarily out of use | Gas (Historical Use) | 8000 | Cathodically Protected Steel | 1989-07-01 | Fiberglass Reinforced Plastic | Pressurized
9053227 | 4 |  | 1989-07-01 |  | 1989-07-01 |  | Temporarily out of use | Diesel | 1000 | Cathodically Protected Steel | 1989-07-01 | Fiberglass Reinforced Plastic | Suction (American)
9053228 | 1 | Flapper Valve | 1994-07-01 | no | 1994-07-01 | no | Currently in Use | Regular | 8000 | STIP-3/Double walled | 2000-06-27 | Fiberglass Reinforced Plastic | Pressurized
9053228 | 2 | Flapper Valve | 1994-07-01 | no | 1994-07-01 | no | Currently in Use | Regular | 8000 | STIP-3/Double walled | 2000-06-27 | Fiberglass Reinforced Plastic | Pressurized
9053228 | 3 | Flapper Valve | 1994-07-01 | no | 1994-07-01 | no | Currently in Use | Diesel | 8000 | STIP-3/Double walled | 2000-06-27 | Fiberglass Reinforced Plastic | Pressurized
9053228 | 4 | Flapper Valve | 1994-07-01 | no | 1994-07-01 | no | Currently in Use | Regular | 8000 | STIP-3/Double walled | 2000-06-27 | Fiberglass Reinforced Plastic | Pressurized
9053229 | 1A |  | 1995-07-20 |  | 1995-07-20 |  | Removed from Ground | Gas (Historical Use) | 6000 | Composite | 1995-07-19 | Fiberglass Reinforced Plastic | Safe Suction (Euro)
9053229 | 2A |  | 1995-07-20 |  | 1995-07-20 |  | Removed from Ground | Gas (Historical Use) | 4000 | Not Marked/Unknown | 1995-07-19 | Not Marked
9053230 | 1 |  | 1994-09-01 |  | 1994-09-01 |  | Currently in Use | Gas (Historical Use) | 10000 | Galvanic (STIP-3) | 1994-09-01 | Fiberglass Reinforced Plastic | Pressurized
9053230 | 2 |  | 1994-09-01 |  | 1994-09-01 |  | Currently in Use | Gas (Historical Use) | 8000 | Galvanic (STIP-3) | 1994-09-01 | Fiberglass Reinforced Plastic | Pressurized
9053231 | 1UNL | [5 empty] | Removed from Ground | Gas (Historical Use) | 0 | Bare Steel | 1997-09-09 | Bare Steel | Suction (American)
9053231 | 2PLUS | [5 empty] | Removed from Ground | Gas (Historical Use) | 0 | Bare Steel | 1997-09-09 | Bare Steel | Suction (American)
9053231 | 3PRE | [5 empty] | Removed from Ground | Gas (Historical Use) | 0 | Bare Steel | 1997-09-09 | Bare Steel | Suction (American)
9053231 | 4A |  | 1997-09-01 |  | 1997-09-01 |  | Removed from Ground | Gas (Historical Use) | 1000 | Composite | 1997-09-01 | Fiberglass Reinforced Plastic | Safe Suction (Euro)
9053231 | 4B |  | 1997-09-01 |  | 1997-09-01 |  | Removed from Ground | Gas (Historical Use) | 1000 | Composite | 1997-09-01 | Fiberglass Reinforced Plastic | Safe Suction (Euro)
9053233 | 1UNL | [5 empty] | Removed from Ground | Gas (Historical Use) | 1000 | Bare Steel | 1999-03-31 | Galvanized Steel | Suction (American)
9053233 | PLUS | [5 empty] | Removed from Ground | Gas (Historical Use) | 1000 | Bare Steel | 1999-03-31 | Galvanized Steel | Suction (American)
9053234 | 1 |  | 1999-04-06 |  | 1999-04-06 |  | Removed from Ground | Diesel | 270 | Cathodically Protected Steel | 1988-01-01 | Copper | Safe Suction (Euro)
9053236 | 1 | [5 empty] | Removed from Ground | Gas (Historical Use) | 1000 | Bare Steel | 1998-12-23 | Galvanized Steel | Safe Suction (Euro)
9053236 | 2 | [5 empty] | Removed from Ground | Gas (Historical Use) | 1000 | Bare Steel | 1998-12-23 | Galvanized Steel | Safe Suction (Euro)
9053236 | 3 | [5 empty] | Removed from Ground | Kerosene | 1 | Bare Steel | 1998-12-23 | Galvanized Steel | Safe Suction (Euro)
9053237 | 1 | [5 empty] | Removed from Ground | Gas (Historical Use) | 1 | Bare Steel |  | Galvanized Steel | Suction (American)
9053237 | 2 | [5 empty] | Removed from Ground | Gas (Historical Use) | 1 | Bare Steel |  | Galvanized Steel | Suction (American)
9053238 | 1A |  | 1998-07-25 |  | 1998-07-25 |  | Currently in Use | Gas (Historical Use) | 4000 | Galvanic (STIP-3) | 1995-07-25 | Fiberglass Reinforced Plastic | Pressurized
9053238 | 1B |  | 1998-07-25 |  | 1998-07-25 |  | Currently in Use | Gas (Historical Use) | 2000 | Galvanic (STIP-3) | 1995-07-25 | Fiberglass Reinforced Plastic | Pressurized
9053238 | 2A |  | 1998-07-25 |  | 1998-07-25 |  | Currently in Use | Diesel | 1000 | Galvanic (STIP-3) | 1995-07-25 | Fiberglass Reinforced Plastic | Pressurized
9053238 | 2B |  | 1998-07-25 |  | 1998-07-25 |  | Currently in Use | Kerosene | 2000 | Galvanic (STIP-3) | 1995-07-25 | Fiberglass Reinforced Plastic | Pressurized
9053239 | 1A |  | 1995-06-14 |  | 1995-06-14 |  | Currently in Use | Gas (Historical Use) | 8000 | Composite | 1995-06-14 | Fiberglass Reinforced Plastic | Pressurized
9053239 | 1B |  | 1995-06-14 |  | 1995-06-14 |  | Currently in Use | Diesel | 4000 | Composite | 1995-06-14 | Fiberglass Reinforced Plastic | Pressurized
9053240 | 1 | [5 empty] | Removed from Ground | Gas (Historical Use) | 0 | Not Marked/Unknown | 1976-05-08 | Not Marked
9053240 | 2 | [5 empty] | Removed from Ground | Gas (Historical Use) | 0 | Not Marked/Unknown | 1976-05-08 | Not Marked
9053240 | 3A |  | 1999-09-17 |  | 1999-09-17 |  | Currently in Use | Gas (Historical Use) | 4000 | Fiberglass | 1999-09-14 | Fiberglass Reinforced Plastic | Safe Suction (Euro)
9053240 | 3B |  | 1999-09-17 |  | 1999-09-17 |  | Currently in Use | Gas (Historical Use) | 2000 | Fiberglass | 1999-09-14 | Fiberglass Reinforced Plastic | Safe Suction (Euro)
9053241 | 1A |  | 1995-02-01 |  | 1995-02-01 |  | Currently in Use | Gas (Historical Use) | 4000 | Composite | 1995-02-01 | Fiberglass Reinforced Plastic | Pressurized
9053241 | 1B |  | 1995-02-01 | no | 1995-02-01 | no | Currently in Use | Diesel | 4000 | Composite | 1995-02-01 | Fiberglass Reinforced Plastic | Pressurized
9053242 | 1 | [5 empty] | Removed from Ground | Gas (Historical Use) | 4000 | Not Marked/Unknown | 1996-01-01 | Not Marked
9053242 | 2 | [5 empty] | Removed from Ground | Gas (Historical Use) | 4000 | Not Marked/Unknown | 1996-01-01 | Not Marked
9053243 | 1 |  | 1999-01-27 |  | 1999-01-27 |  | Removed from Ground | Gas (Historical Use) | 4000 | Steel-Impressed Current | 1998-04-01 | Cathodically Protected | Pressurized
9053243 | 2 |  | 1999-01-27 |  | 1999-01-27 |  | Removed from Ground | Gas (Historical Use) | 4000 | Steel-Impressed Current | 1998-04-01 | Cathodically Protected | Pressurized
9053243 | 3 |  | 1999-01-27 |  | 1999-01-27 |  | Removed from Ground | Gas (Historical Use) | 4000 | Steel-Impressed Current | 1998-04-01 | Cathodically Protected | Pressurized
9053243 | 4 |  | 1999-01-27 |  | 1999-01-27 |  | Removed from Ground | E-10 | 4000 | Steel-Impressed Current | 1998-04-01 | Cathodically Protected | Pressurized
9053244 | 1 | [5 empty] | Removed from Ground | Gas (Historical Use) | 6000 | Not Marked/Unknown | 1997-09-01 | Not Marked
9053244 | 2 | [5 empty] | Removed from Ground | Gas (Historical Use) | 6000 | Not Marked/Unknown | 1997-09-01 | Not Marked
9053244 | 3 | [5 empty] | Removed from Ground | Gas (Historical Use) | 1000 | Not Marked/Unknown | 1997-09-01 | Not Marked
9053245 | 1 | [5 empty] | Removed from Ground | Gas (Historical Use) | 6000 | Not Marked/Unknown | 1998-03-16 | Not Marked
9053245 | 2 | [5 empty] | Removed from Ground | Gas (Historical Use) | 6000 | Not Marked/Unknown | 1998-03-16 | Not Marked
9053246 | 1A |  | 1998-12-01 |  | 1998-12-01 |  | Currently in Use | Gas (Historical Use) | 6000 | Composite | 1998-12-01 | Fiberglass Reinforced Plastic | Pressurized
9053246 | 1B |  | 1998-12-01 |  | 1998-12-01 |  | Currently in Use | Gas (Historical Use) | 4000 | Composite | 1998-12-01 | Fiberglass Reinforced Plastic | Pressurized
9053246 | 1C |  | 1998-12-01 |  | 1998-12-01 |  | Currently in Use | Diesel | 2000 | Composite | 1998-12-01 | Fiberglass Reinforced Plastic | Pressurized
9053247 | 1 | [5 empty] | Removed from Ground | Gas (Historical Use) | 5000 | Bare Steel | 1998-11-01 | Galvanized Steel | Suction (American)
9053247 | 2 | [5 empty] | Removed from Ground | Gas (Historical Use) | 4000 | Bare Steel | 1998-11-01 | Galvanized Steel | Suction (American)
9053247 | 3 | [5 empty] | Removed from Ground | Diesel | 10000 | Bare Steel | 1998-11-01 | Galvanized Steel | Suction (American)
9053247 | 4A |  | 1998-11-01 |  | 1998-11-01 |  | Currently in Use | Gas (Historical Use) | 6000 | Composite | 1998-11-01 | Fiberglass Reinforced Plastic | Pressurized
9053247 | 4B |  | 1998-11-01 |  | 1998-11-01 |  | Currently in Use | Gas (Historical Use) | 6000 | Composite | 1998-11-01 | Fiberglass Reinforced Plastic | Pressurized
9053247 | 5 |  | 1998-11-01 |  | 1998-11-01 |  | Currently in Use | Diesel | 10000 | Composite | 1998-11-01 | Fiberglass Reinforced Plastic | Pressurized
9053248 | 1A |  | 1998-10-01 | no | 1998-10-01 | no | Currently in Use | Gas (Historical Use) | 6000 | Composite | 1998-10-01 | Fiberglass Reinforced Plastic | Safe Suction (Euro)
9053248 | 1B |  | 1998-10-01 | no | 1998-10-01 | no | Currently in Use | Gas (Historical Use) | 2000 | Composite | 1998-10-01 | Fiberglass Reinforced Plastic | Safe Suction (Euro)
9053248 | 1C |  | 1998-10-01 | no | 1998-10-01 | no | Currently in Use | Diesel | 2000 | Composite | 1998-10-01 | Fiberglass Reinforced Plastic | Safe Suction (Euro)
9053249 | 1A |  | 2000-02-28 |  | 2000-02-28 |  | Temporarily out of use | Gas (Historical Use) | 4000 | Composite | 2000-02-22 | Fiberglass Reinforced Plastic | Safe Suction (Euro)
9053249 | 1B |  | 2000-02-28 |  | 2000-02-28 |  | Temporarily out of use | Gas (Historical Use) | 2000 | Composite | 2000-02-22 | Fiberglass Reinforced Plastic | Safe Suction (Euro)
9053249 | 2A |  | 2001-08-02 |  | 2001-08-02 |  | Temporarily out of use | Diesel | 4000 | Composite | 2000-02-22 | Fiberglass Reinforced Plastic | Pressurized
9053249 | 2B |  | 2001-08-02 |  | 2001-08-02 |  | Temporarily out of use | Kerosene | 2000 | Composite | 2000-02-22 | Fiberglass Reinforced Plastic | Safe Suction (Euro)
9053250 | 1 | [5 empty] | Removed from Ground | Gas (Historical Use) | 550 | Not Marked/Unknown | 1999-12-29 | Not Marked
9053250 | 2 | [5 empty] | Removed from Ground | Gas (Historical Use) | 550 | Not Marked/Unknown | 1999-12-29 | Not Marked
9053251 | 1 |  | 2001-02-01 |  | 2000-02-01 |  | Currently in Use | Diesel | 12000 | Composite | 2000-12-01 | Fiberglass Reinforced Plastic | Pressurized
9053252 | 1A |  | 2001-01-30 |  | 2001-01-30 |  | Currently in Use | Gas (Historical Use) | 9000 | Composite | 2001-01-25 | Double-Walled Fiberglass | Pressurized
9053252 | 1B |  | 2001-01-30 |  | 2001-01-30 |  | Currently in Use | Gas (Historical Use) | 6000 | Composite | 2001-01-25 | Double-Walled Fiberglass | Pressurized
9053252 | 2 |  | 2001-12-20 |  | 2001-12-20 |  | Currently in Use | Diesel | 6000 | Composite | 2001-01-25 | Double-Walled Fiberglass | Pressurized
9053253 | 1 |  | 2001-05-01 |  | 2001-05-01 |  | Currently in Use | Gas (Historical Use) | 10000 | Composite | 2001-08-01 | Fiberglass Reinforced Plastic | Pressurized
9053253 | 2 |  | 2001-05-01 |  | 2001-05-01 |  | Currently in Use | Diesel | 8000 | Composite | 2001-08-01 | Fiberglass Reinforced Plastic | Pressurized
9053254 | 1 |  | 2001-07-01 | no | 2001-07-01 | no | Currently in Use | Diesel | 15000 | Composite | 2001-07-01 | Fiberglass Reinforced Plastic | Pressurized
9053254 | 2 |  | 2001-07-01 | no | 2001-07-01 | no | Currently in Use | Diesel | 6000 | Composite | 2001-07-01 | Fiberglass Reinforced Plastic | Pressurized
9053254 | 3 |  | 2001-07-01 | no | 2001-07-01 | no | Currently in Use | Gas (Historical Use) | 6000 | Composite | 2001-07-01 | Fiberglass Reinforced Plastic | Pressurized
9053255 | 1 |  | 2011-08-12 |  | 1993-10-01 |  | Currently in Use | Gas (Historical Use) | 8000 | Cathodically Protected Steel | 1993-10-01 | Fiberglass Reinforced Plastic | Pressurized
9053255 | 2 |  | 2011-08-12 |  | 1993-10-01 |  | Currently in Use | Gas (Historical Use) | 6000 | Cathodically Protected Steel | 1993-10-01 | Fiberglass Reinforced Plastic | Pressurized
9053255 | 3 |  | 2011-08-12 |  | 1993-10-01 |  | Currently in Use | Diesel | 4000 | Cathodically Protected Steel | 1993-10-01 | Fiberglass Reinforced Plastic | Pressurized
9053255 | 4 |  | 2011-08-12 |  | 1993-10-01 |  | Currently in Use | Kerosene | 1000 | Cathodically Protected Steel | 1993-10-01 | Fiberglass Reinforced Plastic | Safe Suction (Euro)
9054001 | 1 | [5 empty] | Removed from Ground | Diesel | 560 | Bare Steel | 1963-01-01 | Galvanized Steel
9054001 | 2 | [5 empty] | Removed from Ground | Gas (Historical Use) | 560 | Bare Steel | 1957-01-01 | Galvanized Steel
9054001 | 3 |  | 1990-01-01 |  | 1990-01-01 |  | Removed from Ground | Diesel | 1000 | Galvanic (STIP-3) | 1990-01-01 | Cathodically Protected | Safe Suction (Euro)
9054001 | 4 |  | 1990-01-01 |  | 1990-01-01 |  | Removed from Ground | Gas (Historical Use) | 550 | Galvanic (STIP-3) | 1990-01-01 | Cathodically Protected | Safe Suction (Euro)
9054002 | 1 | [5 empty] | Removed from Ground | Diesel | 4000 | Cathodically Protected Steel | 1991-01-01 | Fiberglass Reinforced Plastic
9054002 | 2 | [5 empty] | Removed from Ground | Gas (Historical Use) | 4000 | Cathodically Protected Steel | 1991-01-01 | Fiberglass Reinforced Plastic
9054004 | DUMMY | [5 empty] | Currently in Use | Other | 0 | Marked Unknown |  | Unknown
9054005 | 113 | [5 empty] | Removed from Ground | Diesel | 500 | Bare Steel | 1968-01-01 | Galvanized Steel
9054005 | 115 | [5 empty] | Removed from Ground | Diesel | 250 | Bare Steel | 1960-01-01 | Galvanized Steel
9054006 | 248 | [5 empty] | Removed from Ground | Gas (Historical Use) | 25000 | Bare Steel | 1945-01-01 | Galvanized Steel
9054006 | 249 | [5 empty] | Removed from Ground | Diesel | 25000 | Bare Steel | 1945-01-01 | Galvanized Steel
9054007 | 1 | [5 empty] | Removed from Ground | Gas (Historical Use) | 6000 | Fiberglass | 1993-11-01 | Fiberglass Reinforced Plastic | Suction (American)
9054008 | 1 | [5 empty] | Removed from Ground | Gas (Historical Use) | 3000 | Bare Steel | 1994-11-01 | Galvanized Steel | Suction (American)
9054008 | 2 | [5 empty] | Removed from Ground | Gas (Historical Use) | 3000 | Bare Steel | 1994-11-01 | Galvanized Steel | Suction (American)
9054008 | 3 | [5 empty] | Removed from Ground | Gas (Historical Use) | 3000 | Bare Steel | 1994-11-01 | Galvanized Steel | Suction (American)
9054008 | 4 | [5 empty] | Removed from Ground | Diesel | 550 | Bare Steel | 1994-11-01 | Galvanized Steel | Suction (American)
9054008 | 5 |  |  | yes |  | yes | Removed from Ground | Used Oil | 550 | Bare Steel | 1994-11-01 | Galvanized Steel | Suction (American)
9054009 | 1 | [5 empty] | Removed from Ground | Empty | 500 | Bare Steel | 1963-01-01 | Unknown
9054009 | 2 | [5 empty] | Removed from Ground | Diesel | 1000 | Bare Steel | 1963-01-01 | Unknown
9054010 | 1 | [5 empty] | Removed from Ground | Gas (Historical Use) | 3000 | Bare Steel | 1994-07-15 | Not Marked
9054010 | 2 |  |  | no |  | no | Removed from Ground | Gas (Historical Use) | 4000 | Bare Steel | 1997-07-15 | Unknown
9054011 | 1 | [5 empty] | Removed from Ground | Gas (Historical Use) | 8000 | Bare Steel | 1995-03-24 | Bare Steel | Pressurized
9054011 | 2 | [5 empty] | Removed from Ground | Gas (Historical Use) | 8000 | Bare Steel | 1995-03-28 | Bare Steel | Pressurized
9054011 | 3 | [5 empty] | Removed from Ground | Gas (Historical Use) | 8000 | Bare Steel | 1995-03-27 | Bare Steel | Pressurized
9054011 | 4 |  | 1995-04-01 |  | 1995-04-01 |  | Currently in Use | Gas (Historical Use) | 10000 | Composite | 1995-04-01 | Fiberglass Reinforced Plastic | Pressurized
9054011 | 5 |  | 1995-04-01 |  | 1995-04-01 |  | Currently in Use | Diesel | 4000 | Composite | 1995-04-01 | Fiberglass Reinforced Plastic | Pressurized
9054011 | 6A |  | 1995-04-01 |  | 1995-04-01 |  | Currently in Use | Gas (Historical Use) | 5000 | Composite | 1995-04-01 | Fiberglass Reinforced Plastic | Pressurized
9054011 | 6B |  | 1995-04-01 |  | 1995-04-01 |  | Currently in Use | Gas (Historical Use) | 5000 | Composite | 1995-04-01 | Fiberglass Reinforced Plastic | Pressurized
9054011 | 7 |  | 1988-05-01 |  | 1988-05-01 |  | Currently in Use | Kerosene | 1000 | Galvanic (STIP-3) | 1988-05-01 | Fiberglass Reinforced Plastic | Safe Suction (Euro)
9054012 | 1 |  | 1991-01-01 |  | 1991-01-01 |  | Currently in Use | Gas (Historical Use) | 6000 | Cathodically Protected Steel | 1991-01-01 | Galvanized Steel | Pressurized
9054012 | 2 |  | 1991-01-01 |  | 1991-01-01 |  | Currently in Use | Gas (Historical Use) | 6000 | Cathodically Protected Steel | 1991-01-01 | Galvanized Steel | Pressurized
9054012 | 3 |  | 1991-01-01 |  | 1991-01-01 |  | Currently in Use | Gas (Historical Use) | 6000 | Cathodically Protected Steel | 1991-01-01 | Galvanized Steel | Pressurized
9054013 | T-1 |  | 1998-10-01 | no | 1998-10-01 | no | Currently in Use | Gas (Historical Use) | 5000 | Steel-Impressed Current | 1971-01-01 | Steel (Impressed Current) | Suction (American)
9054013 | T-2 |  | 1998-10-01 | no | 1998-10-01 | no | Currently in Use | Gas (Historical Use) | 3000 | Steel-Impressed Current | 1971-01-01 | Steel (Impressed Current) | Suction (American)
9054014 | 1A |  | 1992-01-01 |  | 1992-01-01 |  | Currently in Use | Gas (Historical Use) | 6000 | Cathodically Protected Steel | 1992-01-01 | Galvanized Steel | Safe Suction (Euro)
9054014 | 1B |  | 1992-01-01 |  | 1992-01-01 |  | Currently in Use | Gas (Historical Use) | 2000 | Cathodically Protected Steel | 1992-01-01 | Galvanized Steel | Safe Suction (Euro)
9054015 | 1 |  | 1996-06-01 |  | 1996-06-01 |  | Currently in Use | Gas (Historical Use) | 4000 | Epoxy | 1988-01-01 | Fiberglass Reinforced Plastic | Pressurized
9054015 | 2 |  | 1996-06-01 |  | 1996-06-01 |  | Currently in Use | Gas (Historical Use) | 4000 | Epoxy | 1988-01-01 | Fiberglass Reinforced Plastic | Pressurized
9054015 | 3 |  | 1996-06-01 |  | 1996-06-01 |  | Currently in Use | Gas (Historical Use) | 4000 | Epoxy | 1988-01-01 | Fiberglass Reinforced Plastic | Pressurized
9054016 | PLUS |  | 1990-08-01 |  | 1990-08-01 |  | Removed from Ground | Gas (Historical Use) | 4000 | Cathodically Protected Steel | 1987-01-01 | Cathodically Protected | Pressurized
9054016 | PREM |  | 1990-08-01 |  | 1990-08-01 |  | Removed from Ground | Gas (Historical Use) | 8000 | Cathodically Protected Steel | 1987-01-01 | Cathodically Protected | Pressurized
9054016 | UL |  | 1990-08-01 |  | 1990-08-01 |  | Removed from Ground | Gas (Historical Use) | 8000 | Cathodically Protected Steel | 1987-01-01 | Cathodically Protected | Pressurized
9054020 | 1 | [5 empty] | Installed | Gas (Historical Use) | 0 | Not Marked/Unknown |  | Not Marked
9054021 | 1A |  | 1996-08-15 |  | 1996-08-15 |  | Currently in Use | E-10 | 12000 | Composite | 1996-08-15 | Double Walled | Pressurized
9054021 | 1B |  | 1996-08-15 |  | 1996-08-15 |  | Currently in Use | Gas (Historical Use) | 8000 | Composite | 1996-08-15 | Double Walled | Pressurized
9054022 | 1A |  | 1996-12-20 |  | 1996-12-20 |  | Temporarily out of use | Diesel | 4000 | Composite | 1996-12-17 | Fiberglass Reinforced Plastic | Pressurized
9054022 | 1B |  | 1996-12-20 |  | 1996-12-20 |  | Temporarily out of use | Gas (Historical Use) | 8000 | Composite | 1996-12-17 | Fiberglass Reinforced Plastic | Pressurized
9054023 | 1 |  | 1997-03-03 | no | 1997-03-03 | no | Currently in Use | Diesel | 12000 | Composite | 1997-03-01 | Fiberglass Reinforced Plastic | Pressurized
9054023 | 2-A |  | 1997-03-03 | no | 1997-03-03 | no | Currently in Use | Gas (Historical Use) | 4000 | Composite | 1997-03-01 | Fiberglass Reinforced Plastic | Pressurized
9054023 | 2-B |  | 1997-03-03 | no | 1997-03-03 | no | Currently in Use | Gas (Historical Use) | 4000 | Composite | 1997-03-01 | Fiberglass Reinforced Plastic | Pressurized
9054024 | 1 |  | 1998-12-01 |  | 1998-12-01 |  | Currently in Use | Gas (Historical Use) | 10000 | Composite | 1998-12-01 | Fiberglass Reinforced Plastic | Pressurized
9054024 | 2 |  | 1998-12-01 |  | 1998-12-01 |  | Currently in Use | Diesel | 6000 | Composite | 1998-12-01 | Fiberglass Reinforced Plastic | Pressurized
9054025 | 1 | [5 empty] | Removed from Ground | Gas (Historical Use) | 0 | Not Marked/Unknown | 1991-01-01 | Not Marked
9054026 | 1A |  | 2000-05-01 |  | 2000-05-01 |  | Currently in Use | Gas (Historical Use) | 12000 | Composite | 2000-05-01 | Double Walled | Pressurized
9054026 | 1B |  | 2000-05-01 |  | 2000-05-01 |  | Currently in Use | Gas (Historical Use) | 3000 | Composite | 2000-05-01 | Double Walled | Pressurized
9054026 | 2A |  | 2000-05-01 |  | 2000-05-01 |  | Currently in Use | Diesel | 9000 | Composite | 2000-05-01 | Double Walled | Pressurized
9054026 | 2B |  | 2000-05-01 |  | 2000-05-01 |  | Currently in Use | Kerosene | 3000 | Composite | 2000-05-01 | Double Walled | Pressurized
9055002 | 1 | [5 empty] | Removed from Ground | Diesel | 550 | Bare Steel | 1983-01-01 | Galvanized Steel
9055002 | 2 | [5 empty] | Removed from Ground | Diesel | 550 | Cathodically Protected Steel | 1991-01-01 | Galvanized Steel
9055003 | 1 | [5 empty] | Permanently Out Of Use | Other | 1000 | Bare Steel | 1979-01-01 | Galvanized Steel | Suction (American)
9055003 | 2 | [5 empty] | Permanently Out Of Use | Other | 560 | Bare Steel | 1979-01-01 | Galvanized Steel
9055003 | 3 | [5 empty] | Permanently Out Of Use | Other | 560 | Bare Steel | 1979-01-01 | Galvanized Steel
9055004 | 1 | Flapper Valve | 1992-03-03 | no | 1992-03-03 | no | Currently in Use | Regular | 12000 | Galvanic (STIP-3) | 2001-09-20 | Double-Walled Fiberglass | Pressurized
9055006 | 1 |  | 1989-05-23 |  | 1989-05-23 |  | Removed from Ground | Gas (Historical Use) | 6000 | Cathodically Protected Steel | 1989-05-23 | Fiberglass Reinforced Plastic | Safe Suction (Euro)
9055006 | 2 |  | 1989-05-23 |  | 1989-05-23 |  | Removed from Ground | Gas (Historical Use) | 6000 | Cathodically Protected Steel | 1989-05-23 | Fiberglass Reinforced Plastic | Safe Suction (Euro)
9055006 | 3 |  | 1989-05-23 |  | 1989-05-23 |  | Removed from Ground | Gas (Historical Use) | 6000 | Cathodically Protected Steel | 1989-05-23 | Fiberglass Reinforced Plastic | Safe Suction (Euro)
9055007 | 1 | [5 empty] | Removed from Ground | Diesel | 500 | Bare Steel | 1958-01-01 | Galvanized Steel
9055007 | 2 | [5 empty] | Removed from Ground | Gas (Historical Use) | 500 | Bare Steel | 1958-01-01 | Galvanized Steel
9055008 | 1A | Ball Float | 1992-08-06 | no | 1992-08-06 | no | Currently in Use | Diesel | 17000 | Composite | 1992-07-30 | Fiberglass Reinforced Plastic | Pressurized
9055008 | 1B | Ball Float | 1992-08-06 | no | 1992-08-06 | no | Currently in Use | Diesel | 3000 | Composite | 1992-07-30 | Fiberglass Reinforced Plastic | Pressurized
9055009 | 1 | Flapper Valve | 1999-02-01 |  | 1999-02-01 |  | Currently in Use | Gas (Historical Use) | 2000 | Steel-Impressed Current | 1983-01-01 | Steel (Impressed Current) | Safe Suction (Euro)
9055009 | 2 | Flapper Valve | 1999-02-01 |  | 1999-02-01 |  | Currently in Use | Gas (Historical Use) | 1000 | Steel-Impressed Current | 1983-01-01 | Steel (Impressed Current) | Safe Suction (Euro)
9055009 | 3 | Flapper Valve | 1999-02-01 |  | 1999-02-01 |  | Currently in Use | Gas (Historical Use) | 4000 | Steel-Impressed Current | 1983-01-01 | Steel (Impressed Current) | Safe Suction (Euro)
9055009 | 4 | Flapper Valve | 1999-02-01 |  | 1999-02-01 |  | Currently in Use | Gas (Historical Use) | 6000 | Steel-Impressed Current | 1983-01-01 | Steel (Impressed Current) | Safe Suction (Euro)
9055009 | 5 | Flapper Valve | 1999-02-01 |  | 1999-02-01 |  | Currently in Use | Kerosene | 1000 | Steel-Impressed Current | 1983-01-01 | Steel (Impressed Current) | Safe Suction (Euro)
9055010 | 1 | [5 empty] | Removed from Ground | Empty | 1000 | Not Marked/Unknown |  | Not Marked
9055010 | 2 | [5 empty] | Removed from Ground | Empty | 1000 | Not Marked/Unknown |  | Not Marked
9055011 | 1 | [5 empty] | Closed in Ground | Gas (Historical Use) | 1000 | Double Walled | 1987-01-01 | Galvanized Steel | Safe Suction (Euro)
9055013 | DIESEL9 | Flapper Valve | 1998-05-01 |  | 1998-05-01 |  | Removed from Ground | Diesel | 3000 | Steel-Impressed Current | 1998-05-01 | Cathodically Protected | Safe Suction (Euro)
9055013 | NL1 | Flapper Valve | 1998-05-01 |  | 1998-05-01 |  | Removed from Ground | Gas (Historical Use) | 3000 | Steel-Impressed Current | 1998-05-01 | Cathodically Protected | Safe Suction (Euro)
9055013 | PLUS2 | Flapper Valve | 1998-05-01 |  | 1998-05-01 |  | Removed from Ground | Gas (Historical Use) | 3000 | Steel-Impressed Current | 1998-05-01 | Cathodically Protected | Safe Suction (Euro)
9055013 | SUPER3 | Flapper Valve | 1998-05-01 |  | 1998-05-01 |  | Removed from Ground | Gas (Historical Use) | 3000 | Steel-Impressed Current | 1998-05-01 | Cathodically Protected | Safe Suction (Euro)
9055014 | DIESEL9 | [5 empty] | Removed from Ground | Diesel | 1000 | Bare Steel | 1999-12-14 | Galvanized Steel | Suction (American)
9055014 | KERO4 | [5 empty] | Removed from Ground | Kerosene | 1000 | Bare Steel | 1999-12-14 | Galvanized Steel | Suction (American)
9055015 | 1 | Flapper Valve | 1998-12-01 | no | 1998-12-01 | no | Currently in Use | Regular | 1000 | Steel-Impressed Current | 1998-12-01 | Steel (Impressed Current) | Safe Suction (Euro)
9055015 | 2 | Flapper Valve | 1998-12-01 | no | 1998-12-01 | no | Currently in Use | Premium | 2000 | Steel-Impressed Current | 1998-12-01 | Steel (Impressed Current) | Safe Suction (Euro)
9055016 | PLUS |  | 1988-09-01 |  | 1988-09-01 |  | Currently in Use | Gas (Historical Use) | 6000 | Cathodically Protected Steel | 1988-09-01 | Fiberglass Reinforced Plastic | Pressurized
9055016 | RU1 |  | 1988-09-01 |  | 1988-09-01 |  | Currently in Use | Gas (Historical Use) | 6000 | Cathodically Protected Steel | 1988-09-01 | Fiberglass Reinforced Plastic | Pressurized
9055016 | SUPER |  | 1988-09-01 |  | 1988-09-01 |  | Currently in Use | Gas (Historical Use) | 6000 | Cathodically Protected Steel | 1988-09-01 | Fiberglass Reinforced Plastic | Pressurized
9055017 | 1NOLEAD |  | 1997-04-01 |  | 1997-04-01 |  | Temporarily out of use | Gas (Historical Use) | 3000 | Cathodically Protected Steel | 1997-04-01 | Cathodically Protected | Safe Suction (Euro)
9055017 | 2PLUS |  | 1992-01-01 |  | 1992-01-01 |  | Temporarily out of use | Gas (Historical Use) | 4000 | Epoxy | 1992-01-01 | Cathodically Protected | Safe Suction (Euro)
9055017 | 3SUPER |  | 1997-04-01 |  | 1997-04-01 |  | Temporarily out of use | Gas (Historical Use) | 3000 | Cathodically Protected Steel | 1997-04-01 | Cathodically Protected | Safe Suction (Euro)
9055017 | 9DIESEL |  | 1997-04-01 |  | 1997-04-01 |  | Temporarily out of use | Diesel | 5000 | Cathodically Protected Steel | 1997-01-01 | Cathodically Protected | Safe Suction (Euro)
9055018 | 1 |  | 1995-06-01 |  | 1995-06-01 |  | Removed from Ground | Gas (Historical Use) | 8000 | Galvanic (STIP-3) | 1988-09-16 | Bare Steel | Pressurized
9055018 | 10 | Ball Float | 2007-01-10 | no | 2007-01-10 | no | Currently in Use | Kerosene | 1000 | Fiberglass | 2007-01-10 | Double-Walled Flex | Pressurized
9055018 | 11 | Ball Float | 2013-09-01 | no | 2013-09-01 | no | Currently in Use | Gas (Historical Use) | 5000 | Fiberglass Double Walled | 2013-09-01 | Double-Walled Flex | Pressurized
9055018 | 12 | Ball Float | 2013-09-01 | no | 2013-09-01 | no | Currently in Use | Gas (Historical Use) | 3000 | Fiberglass Double Walled | 2013-09-01 | Double-Walled Flex | Pressurized
9055018 | 2 |  | 1995-06-01 |  | 1995-06-01 |  | Removed from Ground | Gas (Historical Use) | 5000 | Galvanic (STIP-3) | 1988-09-16 | Bare Steel | Pressurized
9055018 | 3 |  | 1995-06-01 |  | 1995-06-01 |  | Removed from Ground | Diesel | 5000 | Galvanic (STIP-3) | 1988-09-16 | Bare Steel | Pressurized
9055018 | 4 |  | 1995-06-01 |  | 1995-06-01 |  | Removed from Ground | Gas (Historical Use) | 3000 | Galvanic (STIP-3) | 1988-09-16 | Bare Steel | Pressurized
9055018 | 5 |  | 1995-06-01 |  | 1995-06-01 |  | Removed from Ground | Kerosene | 1000 | Galvanic (STIP-3) | 1988-09-16 | Bare Steel | Pressurized
9055018 | 6 | Ball Float | 2007-01-10 | no | 2007-01-10 | no | Currently in Use | Gas (Historical Use) | 12000 | Fiberglass | 2007-01-10 | Double-Walled Flex | Pressurized
9055018 | 7 | Ball Float | 2007-01-10 | no | 2007-01-10 | no | Currently in Use | Gas (Historical Use) | 6000 | Fiberglass | 2007-01-10 | Double-Walled Flex | Pressurized
9055018 | 8 | Ball Float | 2007-01-10 | no | 2007-01-10 | no | Currently in Use | Diesel | 6000 | Fiberglass | 2007-01-10 | Double-Walled Flex | Pressurized
9055018 | 9 | Ball Float | 2007-01-10 | no | 2007-01-10 | no | Currently in Use | Diesel | 2000 | Fiberglass | 2007-01-10 | Double-Walled Flex | Pressurized
9055019 | PLUS | Ball Float | 1999-02-19 |  | 1999-02-19 |  | Currently in Use | Diesel | 6000 | Composite | 1988-05-11 | Fiberglass Reinforced Plastic | Pressurized
9055019 | RUL | Ball Float | 1999-02-19 |  | 1999-02-19 |  | Currently in Use | Diesel | 6000 | Composite | 1988-05-11 | Fiberglass Reinforced Plastic | Pressurized
9055019 | SUPER | Ball Float | 1999-12-19 |  | 1999-12-19 |  | Currently in Use | Gas (Historical Use) | 6000 | Composite | 1988-05-11 | Fiberglass Reinforced Plastic | Pressurized
9055019 | UL | Overfill Alarm | 1999-02-19 |  | 1999-02-19 |  | Currently in Use | Gas (Historical Use) | 10000 | Composite | 1999-02-10 | Fiberglass Reinforced Plastic | Pressurized
9055020 | PLUS2 | [5 empty] | Removed from Ground | Gas (Historical Use) | 550 | Not Marked/Unknown | 1999-12-01 | Not Marked
9055020 | PREM3 | [5 empty] | Removed from Ground | Gas (Historical Use) | 550 | Not Marked/Unknown | 1999-12-01 | Not Marked
9055020 | UL1 | [5 empty] | Removed from Ground | Gas (Historical Use) | 1000 | Not Marked/Unknown | 1999-12-01 | Not Marked
9055021 | 1 | [5 empty] | Removed from Ground | Gas (Historical Use) | 20000 | Bare Steel | 1979-07-01 | Galvanized Steel
9055021 | 2 | [5 empty] | Removed from Ground | Diesel | 10000 | Bare Steel | 1985-07-01 | Galvanized Steel
9055021 | 3 | Flapper Valve | 1997-02-28 | no | 1997-02-28 | no | Currently in Use | Regular | 10000 | Fiberglass | 1997-02-28 | Fiberglass Reinforced Plastic | Safe Suction (Euro)
9055021 | 4 | Flapper Valve | 1997-02-28 | no | 1997-02-28 | no | Currently in Use | Diesel | 10000 | Fiberglass | 1997-02-28 | Fiberglass Reinforced Plastic | Safe Suction (Euro)
9055022 | 1 | [5 empty] | Closed in Ground | Gas (Historical Use) | 1000 | Not Marked/Unknown | 1977-12-01 | Not Marked
9055023 | 1 | Flapper Valve | 1997-04-20 | no | 1997-04-20 | no | Removed from Ground | Gas (Historical Use) | 10000 | Steel-Impressed Current | 1972-05-01 | Steel (Impressed Current) | Pressurized
9055023 | 2 | Flapper Valve | 1997-04-20 | no | 1997-04-20 | no | Removed from Ground | Gas (Historical Use) | 10000 | Steel-Impressed Current | 1972-05-01 | Steel (Impressed Current) | Pressurized
9055023 | 3 | Flapper Valve | 1997-04-20 | no | 1997-04-20 | no | Removed from Ground | Gas (Historical Use) | 6000 | Steel-Impressed Current | 1972-05-01 | Steel (Impressed Current) | Pressurized
9055023 | 4 | Flapper Valve | 1997-04-20 | no | 1997-04-20 | no | Removed from Ground | Gas (Historical Use) | 4000 | Steel-Impressed Current | 1988-07-10 | Steel (Impressed Current) | Safe Suction (Euro)
9055024 | 1 | [5 empty] | Currently in Use | Gas (Historical Use) | 0 | Not Marked/Unknown | 1995-09-06 | Not Marked
9055024 | 2 | [5 empty] | Currently in Use | Gas (Historical Use) | 0 | Not Marked/Unknown | 1995-09-06 | Not Marked
9055025 | 1 | [5 empty] | Removed from Ground | Gas (Historical Use) | 1000 | Not Marked/Unknown | 1985-01-01 | Not Marked
9055025 | 2 | [5 empty] | Removed from Ground | Gas (Historical Use) | 1000 | Not Marked/Unknown | 1985-01-01 | Not Marked
9055026 | 1 | [5 empty] | Removed from Ground | Gas (Historical Use) | 1000 | Bare Steel | 1998-09-09 | Galvanized Steel | Safe Suction (Euro)
9055026 | 2 | [5 empty] | Removed from Ground | Diesel | 550 | Bare Steel | 1998-09-09 | Galvanized Steel | Safe Suction (Euro)
9055027 | 1 | [5 empty] | Removed from Ground | Gas (Historical Use) | 8000 | Bare Steel | 1962-01-01 | Bare Steel | Suction (American)
9055027 | 2 | [5 empty] | Removed from Ground | Gas (Historical Use) | 3000 | Bare Steel | 1962-01-01 | Bare Steel | Suction (American)
9055027 | 3 | [5 empty] | Removed from Ground | Gas (Historical Use) | 3000 | Bare Steel | 1962-01-01 | Bare Steel | Suction (American)
9055027 | 4 | [5 empty] | Removed from Ground | Diesel | 1000 | Bare Steel | 1962-01-01 | Bare Steel | Suction (American)
9055030 | 1 | [5 empty] | Removed from Ground | Empty | 0 | Bare Steel | 1991-01-01 | Bare Steel
9055030 | 1401 | Ball Float | 1998-12-01 |  | 1998-12-01 |  | Currently in Use | Gas (Historical Use) | 8000 | Galvanic (STIP-3) | 1992-01-01 | Fiberglass Reinforced Plastic | Pressurized
9055030 | 1402 | Ball Float | 1998-12-01 |  | 1998-12-01 |  | Currently in Use | Gas (Historical Use) | 5000 | Galvanic (STIP-3) | 1992-01-01 | Fiberglass Reinforced Plastic | Pressurized
9055030 | 1403 | Ball Float | 1998-12-01 |  | 1998-12-01 |  | Currently in Use | Gas (Historical Use) | 5000 | Galvanic (STIP-3) | 1992-01-01 | Fiberglass Reinforced Plastic | Pressurized
9055030 | 1404 | Ball Float | 1998-12-01 |  | 1998-12-01 |  | Currently in Use | Diesel | 5000 | Galvanic (STIP-3) | 1992-01-01 | Fiberglass Reinforced Plastic | Pressurized
9055030 | 1405 | Flapper Valve | 1998-12-01 |  | 1998-12-01 |  | Temporarily out of use | Kerosene | 1000 | Galvanic (STIP-3) | 1992-01-01 | Fiberglass Reinforced Plastic | Safe Suction (Euro)
9055030 | 2 | [5 empty] | Removed from Ground | Empty | 0 | Bare Steel | 1991-01-01 | Bare Steel
9055030 | 3 | [5 empty] | Removed from Ground | Empty | 0 | Bare Steel | 1991-01-01 | Bare Steel
9055030 | 4 | [5 empty] | Removed from Ground | Diesel | 0 | Bare Steel | 1991-01-01 | Bare Steel
9055031 | 1 | Ball Float | 1997-06-01 |  | 1997-06-01 |  | Currently in Use | Gas (Historical Use) | 12000 | Composite | 1997-01-01 | Double-Walled Flex | Pressurized
9055031 | 2 | Ball Float | 1997-06-01 |  | 1997-06-01 |  | Currently in Use | Gas (Historical Use) | 6000 | Composite | 1997-01-01 | Double-Walled Flex | Pressurized
9055031 | 3 | Ball Float | 1997-06-01 |  | 1997-06-01 |  | Currently in Use | Gas (Historical Use) | 6000 | Composite | 1997-01-01 | Double-Walled Flex | Pressurized
9055031 | 4 | Ball Float | 1997-06-01 |  | 1997-06-01 |  | Currently in Use | Diesel | 4000 | Composite | 1997-01-01 | Double-Walled Flex | Pressurized
9055031 | 5 | Ball Float | 1997-06-01 |  | 1997-06-01 |  | Currently in Use | Diesel | 4000 | Composite | 1997-01-01 | Double-Walled Flex | Pressurized
9055032 | 1 | [5 empty] | Removed from Ground | Empty | 2000 | Bare Steel | 1968-01-01 | Bare Steel | Suction (American)
9055032 | 2 | [5 empty] | Removed from Ground | Empty | 2000 | Bare Steel | 1968-01-01 | Bare Steel | Suction (American)
9055032 | 3 | [5 empty] | Removed from Ground | Empty | 1000 | Bare Steel | 1968-01-01 | Bare Steel | Suction (American)
9055032 | 4 | [5 empty] | Removed from Ground | Empty | 6000 | Bare Steel | 1973-01-01 | Bare Steel | Suction (American)
9055032 | 5 | [5 empty] | Removed from Ground | Empty | 6000 | Bare Steel | 1973-01-01 | Bare Steel | Suction (American)
9055033 | 1 | Ball Float | 1997-09-15 |  | 1997-09-15 |  | Currently in Use | Gas (Historical Use) | 12000 | Fiberglass | 1997-09-15 | Flex | Pressurized
9055033 | 2 | Ball Float | 1997-09-15 |  | 1997-09-15 |  | Currently in Use | Gas (Historical Use) | 6000 | Fiberglass | 1997-09-15 | Flex | Pressurized
9055033 | 3 | Ball Float | 1997-09-15 |  | 1997-09-15 |  | Currently in Use | Diesel | 6000 | Fiberglass | 1997-09-15 | Flex | Pressurized
9055033 | 4 | Ball Float | 1997-09-15 |  | 1997-09-15 |  | Currently in Use | Kerosene | 2000 | Fiberglass | 1997-09-15 | Flex | Pressurized
9055033 | 5 | Ball Float | 1997-09-15 | no | 1997-09-15 | no | Currently in Use | Diesel | 2000 | Fiberglass | 1997-09-15 | Flex | Pressurized
9055034 | 1 | Ball Float | 1997-11-25 |  | 1997-11-25 |  | Currently in Use | Gas (Historical Use) | 10000 | Composite | 1997-11-25 | Fiberglass Reinforced Plastic | Pressurized
9055034 | 2 | Ball Float | 1997-11-25 |  | 1997-11-25 |  | Currently in Use | Gas (Historical Use) | 6000 | Composite | 1997-11-25 | Fiberglass Reinforced Plastic | Pressurized
9055034 | 3 | Ball Float | 1997-11-25 |  | 1997-11-25 |  | Currently in Use | Gas (Historical Use) | 6000 | Composite | 1997-11-25 | Fiberglass Reinforced Plastic | Pressurized
9055034 | 4 | Ball Float | 1997-11-25 |  | 1997-11-25 |  | Currently in Use | Diesel | 5000 | Composite | 1997-11-25 | Fiberglass Reinforced Plastic | Pressurized
9055035 | 1 | Flapper Valve | 1998-11-05 | no | 1998-11-05 | no | Currently in Use | Gas (Historical Use) | 2000 | Fiberglass | 1998-11-05 | Fiberglass Reinforced Plastic | Safe Suction (Euro)
9055035 | 2 | Flapper Valve | 1998-11-05 | no | 1998-05-05 | no | Currently in Use | Gas (Historical Use) | 1000 | Fiberglass | 1998-11-05 | Fiberglass Reinforced Plastic | Safe Suction (Euro)
9055035 | NLEAD1 |  |  | no |  | no | Removed from Ground | Gas (Historical Use) | 1000 | Bare Steel | 1999-04-01
9055035 | SUPER3 |  |  | no |  | no | Removed from Ground | Gas (Historical Use) | 1000 | Bare Steel | 1999-04-01
9055036 | 1 | [5 empty] | Closed in Ground | Gas (Historical Use) | 1000 | Marked Unknown | 1999-03-18 | Unknown
9055037 | 1 | [5 empty] | Removed from Ground | Gas (Historical Use) | 500 | Bare Steel | 2000-11-01 | Bare Steel
9055038 | 1 | [5 empty] | Installed | Gas (Historical Use) | 0 | Not Marked/Unknown |  | Not Marked
9055038 | 2 | [5 empty] | Installed | Empty | 0 | Not Marked/Unknown |  | Not Marked
9055038 | 3 | [5 empty] | Installed | Gas (Historical Use) | 0 | Not Marked/Unknown |  | Not Marked
9055039 | 1 | [5 empty] | Removed from Ground | Gas (Historical Use) | 8000 | Bare Steel | 1973-01-01 | Bare Steel | Safe Suction (Euro)
9055039 | 2 | [5 empty] | Removed from Ground | Gas (Historical Use) | 8000 | Not Marked/Unknown | 1973-01-01 | Not Marked
9055039 | 3 | [5 empty] | Removed from Ground | Gas (Historical Use) | 4000 | Not Marked/Unknown | 1973-01-01 | Not Marked
9055039 | 4 | [5 empty] | Removed from Ground | Other | 550 | Bare Steel | 1973-01-01 | Not Marked
9055040 | 1 | [5 empty] | Removed from Ground | Gas (Historical Use) | 6000 | Galvanic (STIP-3) | 1988-01-01 | Fiberglass Reinforced Plastic | Safe Suction (Euro)
9055040 | 2 | [5 empty] | Removed from Ground | Gas (Historical Use) | 6000 | Galvanic (STIP-3) | 1988-01-01 | Fiberglass Reinforced Plastic | Safe Suction (Euro)
9055040 | 3 | [5 empty] | Removed from Ground | Gas (Historical Use) | 10000 | Galvanic (STIP-3) | 1988-01-01 | Fiberglass Reinforced Plastic | Safe Suction (Euro)
9055040 | 4 | [5 empty] | Removed from Ground | Diesel | 4000 | Galvanic (STIP-3) | 1988-01-01 | Fiberglass Reinforced Plastic | Safe Suction (Euro)
9055040 | 5 | [5 empty] | Removed from Ground | Kerosene | 3000 | Galvanic (STIP-3) | 1988-01-01 | Fiberglass Reinforced Plastic | Safe Suction (Euro)
9055041 | 1 | Ball Float | 2001-10-15 | no | 2001-10-15 | no | Currently in Use | Gas (Historical Use) | 10000 | Composite | 2001-10-12 | Fiberglass Reinforced Plastic | Pressurized
9055041 | 2 | Ball Float | 2001-10-15 | no | 2001-10-15 | no | Currently in Use | Gas (Historical Use) | 8000 | Composite | 2001-10-12 | Fiberglass Reinforced Plastic | Pressurized
9055042 | 1 | Overfill Alarm | 2001-08-10 |  | 2001-08-10 |  | Currently in Use | Diesel | 15000 | Fiberglass | 2001-08-08 | Fiberglass Reinforced Plastic | Pressurized
9055042 | 2 | Overfill Alarm | 2001-08-10 |  | 2001-08-10 |  | Currently in Use | Gas (Historical Use) | 12000 | Fiberglass | 2001-08-08 | Fiberglass Reinforced Plastic | Pressurized
9055042 | 3 | Overfill Alarm | 2001-08-10 |  | 2001-08-10 |  | Currently in Use | Gas (Historical Use) | 10000 | Fiberglass | 2001-08-08 | Fiberglass Reinforced Plastic | Pressurized
9055042 | 4 | Overfill Alarm | 2001-08-10 |  | 2001-08-10 |  | Currently in Use | Kerosene | 1000 | Fiberglass | 2001-08-08 | Fiberglass Reinforced Plastic | Safe Suction (Euro)
9056001 | 1 | [5 empty] | Removed from Ground | Gas (Historical Use) | 560 | Bare Steel | 1966-01-01 | Galvanized Steel
9056001 | 2 | [5 empty] | Removed from Ground | Gas (Historical Use) | 560 | Bare Steel | 1966-01-01 | Galvanized Steel
9056002 | 1 | [5 empty] | Removed from Ground | Other | 0 | Not Marked/Unknown | 1990-01-26 | Not Marked
9056004 | 1 | Ball Float | 1994-05-26 |  | 1994-05-26 |  | Removed from Ground | Gas (Historical Use) | 10000 | Galvanic (STIP-3) | 1994-05-26 | Fiberglass Reinforced Plastic | Pressurized
9056004 | 2 | Ball Float | 1994-05-26 |  | 1994-05-26 |  | Removed from Ground | Gas (Historical Use) | 10000 | Galvanic (STIP-3) | 1994-05-26 | Fiberglass Reinforced Plastic | Pressurized
9056004 | 3 | Ball Float | 1994-05-26 |  | 1994-05-26 |  | Removed from Ground | Gas (Historical Use) | 10000 | Galvanic (STIP-3) | 1994-05-26 | Fiberglass Reinforced Plastic | Pressurized
9056004 | 4 | Ball Float | 1994-05-26 |  | 1994-05-26 |  | Removed from Ground | Diesel | 10000 | Galvanic (STIP-3) | 1994-05-26 | Fiberglass Reinforced Plastic | Pressurized
9056006 | 1 | [5 empty] | Removed from Ground | Gas (Historical Use) | 1 | Bare Steel | 1961-01-01 | Galvanized Steel
9056006 | 2 | [5 empty] | Removed from Ground | Gas (Historical Use) | 1 | Bare Steel | 1961-01-01 | Galvanized Steel
9056007 | 1 | [5 empty] | Removed from Ground | Gas (Historical Use) | 8000 | Bare Steel | 1980-01-01 | Galvanized Steel
9056007 | 2 | [5 empty] | Removed from Ground | Gas (Historical Use) | 8000 | Bare Steel | 1980-01-01 | Galvanized Steel
9056007 | 3 | [5 empty] | Removed from Ground | Gas (Historical Use) | 8000 | Bare Steel | 1980-01-01 | Galvanized Steel
9056007 | 4 | [5 empty] | Removed from Ground | Diesel | 8000 | Bare Steel | 1980-01-01 | Galvanized Steel
9056009 | 1 | [5 empty] | Removed from Ground | Diesel | 272 | Bare Steel | 1973-01-01 | Unknown | Suction (American)
9056010 | 1 |  | 1990-01-08 |  | 1990-01-08 |  | Removed from Ground | Diesel | 2000 | Fiberglass | 1983-01-01 | Fiberglass Reinforced Plastic
9056011 | 1 |  | 1997-12-30 |  | 1997-12-30 |  | Removed from Ground | Diesel | 275 | Cathodically Protected Steel | 1986-01-01 | Double Walled
9056012 | 1 |  | 1987-12-01 | no | 1987-12-01 | no | Currently in Use | Regular | 10000 | Galvanic (STIP-3) | 1987-12-01 | Fiberglass Reinforced Plastic | Pressurized
9056012 | 2 |  | 1987-12-01 | no | 1987-12-01 | no | Currently in Use | Premium | 10000 | Galvanic (STIP-3) | 1987-12-01 | Fiberglass Reinforced Plastic | Pressurized
9056012 | 3 |  | 1987-12-01 | no | 1987-12-01 | no | Currently in Use | Diesel | 10000 | Galvanic (STIP-3) | 1987-12-01 | Fiberglass Reinforced Plastic | Pressurized
9056012 | 4 |  | 1987-12-01 | no | 1987-12-01 | no | Currently in Use | Kerosene | 2000 | Galvanic (STIP-3) | 1987-12-01 | Fiberglass Reinforced Plastic | Pressurized
9056015 | 1 |  | 1994-10-20 |  | 1994-10-20 |  | Currently in Use | Gas (Historical Use) | 8000 | Galvanic (STIP-3) | 1988-11-01 | Cathodically Protected | Pressurized
9056015 | 2 |  | 1994-10-20 |  | 1994-10-20 |  | Currently in Use | Gas (Historical Use) | 8000 | Galvanic (STIP-3) | 1988-11-01 | Fiberglass Reinforced Plastic | Pressurized
9056015 | 3 |  | 1994-10-20 |  | 1994-10-20 |  | Currently in Use | Gas (Historical Use) | 8000 | Galvanic (STIP-3) | 1988-11-01 | Fiberglass Reinforced Plastic | Pressurized
9056015 | 4 |  | 1994-10-20 |  | 1994-10-20 |  | Currently in Use | Diesel | 6000 | Galvanic (STIP-3) | 1988-11-01 | Fiberglass Reinforced Plastic | Pressurized
9056016 | 1 | Ball Float | 1987-01-01 | no | 1987-01-01 | no | Currently in Use | Regular | 10000 | Fiberglass | 1987-04-01 | Double-Walled Fiberglass | Pressurized
9056016 | 2 | Ball Float | 1987-01-01 | no | 1987-01-01 | no | Currently in Use | Regular | 10000 | Fiberglass | 1987-04-01 | Double-Walled Fiberglass | Pressurized
9056016 | 3 | Ball Float | 1987-01-01 | no | 1987-01-01 | no | Currently in Use | Premium | 10000 | Fiberglass | 1987-04-01 | Double-Walled Fiberglass | Pressurized
9056016 | 4 | Ball Float | 2010-10-22 | yes | 1987-01-01 | yes | Currently in Use | Used Oil | 1000 | Fiberglass | 1987-04-01 | Double-Walled Fiberglass
9056017 | 1 | [5 empty] | Removed from Ground | Gas (Historical Use) | 4000 | Bare Steel | 1992-03-30 | Galvanized Steel | Safe Suction (Euro)
9056020 | 1 | Ball Float | 1992-01-01 | no | 1992-01-01 | no | Currently in Use | Premium | 5000 | Composite | 1992-01-01 | Fiberglass Reinforced Plastic | Pressurized
9056020 | 2 | Ball Float | 1992-01-01 | no | 1992-01-01 | no | Currently in Use | Regular | 10000 | Composite | 1992-01-01 | Fiberglass Reinforced Plastic | Pressurized
9056020 | 3 | Ball Float | 1992-01-01 | no | 1992-01-01 | no | Currently in Use | Regular | 5000 | Composite | 1992-01-01 | Fiberglass Reinforced Plastic | Pressurized
9056021 | 1 | [5 empty] | Removed from Ground | Gas (Historical Use) | 4000 | Bare Steel | 1960-01-01 | Bare Steel | Safe Suction (Euro)
9056021 | 2 | [5 empty] | Removed from Ground | Gas (Historical Use) | 4000 | Bare Steel | 1960-01-01 | Bare Steel | Safe Suction (Euro)
9056021 | 3 | [5 empty] | Removed from Ground | Gas (Historical Use) | 4000 | Bare Steel | 1960-01-01 | Bare Steel | Safe Suction (Euro)
9056021 | 4 | [5 empty] | Removed from Ground | Gas (Historical Use) | 4000 | Bare Steel | 1960-01-01 | Bare Steel | Safe Suction (Euro)
9056022 | 1 | [5 empty] | Removed from Ground | Gas (Historical Use) | 500 | Marked Unknown | 1995-03-25 | Unknown
9056023 | 1 | [5 empty] | Removed from Ground | Gas (Historical Use) | 10000 | Cathodically Protected Steel | 1983-05-26 | Galvanized Steel | Suction (American)
9056025 | 1 | Ball Float | 1998-01-01 |  | 1998-01-01 |  | Currently in Use | Gas (Historical Use) | 6000 | Galvanic (STIP-3) | 1987-04-01 | Fiberglass Reinforced Plastic | Pressurized
9056025 | 2 | Ball Float | 1998-01-01 |  | 1998-01-01 |  | Currently in Use | Gas (Historical Use) | 6000 | Galvanic (STIP-3) | 1987-04-01 | Fiberglass Reinforced Plastic | Pressurized
9056025 | 3 | Ball Float | 1998-01-01 |  | 1998-01-01 |  | Currently in Use | Gas (Historical Use) | 6000 | Galvanic (STIP-3) | 1987-04-01 | Fiberglass Reinforced Plastic | Pressurized
9056025 | 4 | Ball Float | 1998-01-01 |  | 1998-01-01 |  | Currently in Use | Diesel | 8000 | Galvanic (STIP-3) | 1987-04-01 | Fiberglass Reinforced Plastic | Pressurized
9056025 | 5 | Ball Float | 1998-01-01 |  | 1998-01-01 |  | Currently in Use | Kerosene | 500 | Concrete | 1998-01-01 | Fiberglass Reinforced Plastic | Safe Suction (Euro)
9056026 | 1 | Flapper Valve | 1998-08-26 |  | 1998-08-26 |  | Temporarily out of use | Gas (Historical Use) | 4000 | Steel-Impressed Current | 1985-10-01 | Cathodically Protected | Suction (American)
9056026 | 2 | Flapper Valve | 1998-08-26 |  | 1998-08-26 |  | Temporarily out of use | Gas (Historical Use) | 4000 | Steel-Impressed Current | 1985-10-01 | Cathodically Protected | Suction (American)
9056027 | 1 |  | 1989-11-01 | no | 1989-11-01 | no | Currently in Use | Gas (Historical Use) | 8200 | Galvanic (STIP-3) | 1989-11-01 |  | Pressurized
9056027 | 2 |  | 1989-11-01 | no | 1989-11-01 | no | Currently in Use | Gas (Historical Use) | 8200 | Galvanic (STIP-3) | 1989-11-01 |  | Pressurized
9056027 | 3 |  | 1989-11-01 | no | 1989-11-01 | no | Currently in Use | Premium | 8200 | Galvanic (STIP-3) | 1989-11-01 |  | Pressurized
9056027 | 4 | Ball Float | 1989-11-01 | no | 1989-11-01 | no | Currently in Use | Diesel | 8200 | Galvanic (STIP-3) | 1989-11-01 |  | Pressurized
9056027 | 5 |  | 1989-11-01 | no | 1989-11-01 | no | Currently in Use | Kerosene | 1000 | Galvanic (STIP-3) | 1989-11-01 |  | Pressurized
9056028 | 1 | Ball Float | 1996-06-01 |  | 1996-06-01 |  | Removed from Ground | Diesel | 4000 | Cathodically Protected Steel | 1996-06-01 | Cathodically Protected | Suction (American)
9056028 | 2 |  | 1996-06-01 | no | 1996-06-01 | no | Removed from Ground | Gas (Historical Use) | 4000 | Cathodically Protected Steel | 1996-06-01 | Cathodically Protected | Suction (American)
9056028 | 3 |  | 1996-06-01 | no | 1996-06-01 | no | Removed from Ground | Gas (Historical Use) | 2000 | Cathodically Protected Steel | 1996-06-01 | Cathodically Protected | Suction (American)
9056028 | 4 | Ball Float | 1996-06-01 | no | 1996-06-01 | no | Removed from Ground | Kerosene | 1000 | Cathodically Protected Steel | 1996-06-01 | Cathodically Protected | Suction (American)
9056028 | 5 |  | 1996-06-01 | no | 1996-06-01 | no | Removed from Ground | Gas (Historical Use) | 4000 | Cathodically Protected Steel | 1996-06-01 | Cathodically Protected | Suction (American)
9056028 | 6 | Ball Float | 2005-11-01 | no | 2005-11-01 | no | Temporarily out of use | Gas (Historical Use) | 8000 | Composite | 2005-11-01 | Double-Walled Fiberglass | Pressurized
9056028 | 7 | Ball Float | 2005-11-01 | no | 2005-11-01 | no | Temporarily out of use | Gas (Historical Use) | 4000 | Composite | 2005-11-01 | Double-Walled Fiberglass | Pressurized
9056028 | 8 | Ball Float | 2005-11-01 | no | 2005-11-01 | no | Temporarily out of use | Diesel | 8000 | Composite | 2005-11-01 | Double-Walled Fiberglass | Pressurized
9056028 | 9 | Ball Float | 2005-11-01 | no | 2005-11-01 | no | Temporarily out of use | Diesel | 4000 | Composite | 2005-11-01 | Double-Walled Fiberglass | Pressurized
9056029 | 1 | Flapper Valve | 1994-03-25 | no | 1994-03-25 | no | Currently in Use | Diesel | 2000 | Composite Double Walled | 1994-03-24 | Fiberglass Reinforced Plastic | Suction (American)
9056031 | 1 | Overfill Alarm | 1994-08-01 | no | 1994-08-01 | no | Currently in Use | Regular | 10000 | Composite | 1994-01-01 | Fiberglass Reinforced Plastic | Pressurized
9056031 | 2 | Overfill Alarm | 1994-08-01 | no | 1994-08-01 | no | Currently in Use | Plus | 10000 | Composite | 1994-01-01 | Fiberglass Reinforced Plastic | Pressurized
9056031 | 3 | Overfill Alarm | 1994-08-01 | no | 1994-08-01 | no | Currently in Use | Premium | 10000 | Composite | 1994-01-01 | Fiberglass Reinforced Plastic | Pressurized
9056031 | 4A | Overfill Alarm | 1994-08-01 | no | 1994-08-01 | no | Currently in Use | Diesel | 6000 | Composite | 1994-01-01 | Fiberglass Reinforced Plastic | Pressurized
9056031 | 4B | Overfill Alarm | 1994-08-01 | no | 1994-08-01 | no | Currently in Use | Kerosene | 2000 | Composite | 1994-01-01 | Fiberglass Reinforced Plastic | Pressurized
9056032 | 1 |  |  | yes |  | yes | Removed from Ground | Used Oil | 750 | Bare Steel | 1994-09-01 | Copper | Safe Suction (Euro)
9056032 | 2 | [5 empty] | Removed from Ground | Other | 550 | Bare Steel | 1994-09-01 | Copper | Safe Suction (Euro)
9056033 | 1 | Ball Float | 1994-08-31 | no | 1994-08-31 | no | Currently in Use | Regular | 10000 | Composite | 1994-08-31 | Double-Walled Fiberglass | Pressurized
9056033 | 2 | Ball Float | 1994-08-31 | no | 1994-08-31 | no | Currently in Use | Plus | 10000 | Composite | 1994-08-31 | Double-Walled Fiberglass | Pressurized
9056033 | 3 | Ball Float | 1994-08-31 | no | 1994-08-31 | no | Currently in Use | Premium | 10000 | Composite | 1994-08-31 | Double-Walled Fiberglass | Pressurized
9056033 | 4 | Ball Float | 1994-08-31 | no | 1994-08-31 | no | Currently in Use | Diesel | 6000 | Composite | 1994-08-31 | Double-Walled Fiberglass | Pressurized
9056033 | 5 | Ball Float | 1994-08-31 | no | 1994-08-31 | no | Currently in Use | Diesel Off Road | 2000 | Composite | 1994-08-31 | Double-Walled Fiberglass | Pressurized
9056034 | 1 | [5 empty] | Removed from Ground | Diesel | 550 | Composite | 1987-05-24 | Bare Steel | Safe Suction (Euro)
9056034 | 2 | Flapper Valve | 1994-12-14 |  | 1994-12-14 |  | Removed from Ground | Diesel | 1000 | Fiberglass Double Walled | 1994-12-14 | Fiberglass Reinforced Plastic | Pressurized
9056035 | 1 | [5 empty] | Removed from Ground | Diesel | 500 | Bare Steel | 1976-01-01 | Galvanized Steel | Safe Suction (Euro)
9056036 | 1 |  | 1997-12-01 |  | 1997-12-01 |  | Removed from Ground | Diesel | 1000 | Galvanic (STIP-3) | 1989-04-01 | Fiberglass Reinforced Plastic | Suction (American)
9056037 | 1 | [5 empty] | Removed from Ground | Gas (Historical Use) | 1000 | Bare Steel | 1981-01-01 | Galvanized Steel | Safe Suction (Euro)
9056039 | 1 | Overfill Alarm | 1994-10-01 | no | 1994-10-01 | no | Currently in Use | Regular | 10000 | Composite | 1994-10-01 | Fiberglass Reinforced Plastic | Pressurized
9056039 | 2 | Overfill Alarm | 1994-10-01 | no | 1994-10-01 | no | Currently in Use | Premium | 10000 | Composite | 1994-10-01 | Fiberglass Reinforced Plastic | Pressurized
9056039 | 3 | Overfill Alarm | 1994-10-01 | no | 1994-10-01 | no | Currently in Use | E-0 | 10000 | Composite | 1994-10-01 | Fiberglass Reinforced Plastic | Pressurized
9056039 | 4A | Overfill Alarm | 1994-10-01 | no | 1994-10-01 | no | Currently in Use | Diesel On Road | 6000 | Composite | 1994-10-01 | Fiberglass Reinforced Plastic | Pressurized
9056039 | 4B | Overfill Alarm | 1994-10-01 | no | 1994-10-01 | no | Currently in Use | Diesel Off Road | 2000 | Composite | 1994-10-01 | Fiberglass Reinforced Plastic | Pressurized
9056040 | 1 | [5 empty] | Removed from Ground | Gas (Historical Use) | 2000 | Not Marked/Unknown | 1995-03-01 | Unknown
9056041 | 1 | Flapper Valve | 1995-04-01 | no | 1995-04-01 | no | Currently in Use | Regular | 10000 | Steel-Impressed Current | 1982-01-01 | Fiberglass Reinforced Plastic | Pressurized
9056041 | 2 | Flapper Valve | 1995-04-01 | no | 1995-04-01 | no | Currently in Use | Regular | 10000 | Steel-Impressed Current | 1982-01-01 | Fiberglass Reinforced Plastic | Pressurized
9056041 | 3 | Flapper Valve | 1995-04-01 | no | 1995-04-01 | no | Currently in Use | Premium | 10000 | Steel-Impressed Current | 1982-01-01 | Fiberglass Reinforced Plastic | Pressurized
9056041 | 4 | Flapper Valve | 1995-04-01 | no | 1995-04-01 | no | Currently in Use | Diesel | 10000 | Steel-Impressed Current | 1982-01-01 | Fiberglass Reinforced Plastic | Pressurized
9056041 | 5 | Flapper Valve | 1995-04-01 | no | 1995-04-01 | no | Currently in Use | Kerosene | 2000 | Composite | 1995-04-01 | Fiberglass Reinforced Plastic | Pressurized
9056042 | 1 | Flapper Valve | 1998-04-01 |  | 1998-04-01 |  | Currently in Use | Gas (Historical Use) | 10000 | Steel-Impressed Current | 1984-01-01 | Cathodically Protected | Pressurized
9056042 | 2 | Flapper Valve | 1998-04-01 |  | 1998-04-01 |  | Temporarily out of use | Gas (Historical Use) | 10000 | Steel-Impressed Current | 1984-01-01 | Cathodically Protected | Pressurized
9056042 | 3 | Flapper Valve | 1998-04-01 |  | 1998-04-01 |  | Currently in Use | Gas (Historical Use) | 10000 | Steel-Impressed Current | 1984-01-01 | Cathodically Protected | Pressurized
9056042 | 4 | Flapper Valve | 1998-04-01 |  | 1998-04-01 |  | Temporarily out of use | Diesel | 6000 | Steel-Impressed Current | 1984-01-01 | Cathodically Protected | Pressurized
9056042 | 5 | Flapper Valve | 1998-04-01 |  | 1998-04-01 |  | Currently in Use | Kerosene | 2000 | Steel-Impressed Current | 1984-01-01 | Cathodically Protected | Pressurized
9056043 | 1 |  | 1999-02-01 |  | 1999-02-01 |  | Removed from Ground | Gas (Historical Use) | 3000 | Galvanic (STIP-3) | 1988-02-10 | Fiberglass Reinforced Plastic | Suction (American)
9056043 | 2 |  | 1999-02-01 |  | 1999-02-01 |  | Removed from Ground | Diesel | 1000 | Galvanic (STIP-3) | 1988-02-10 | Fiberglass Reinforced Plastic | Suction (American)
9056044 | DIESEL |  |  | no |  | no | Temporarily out of use | Used Oil | 1000 |  | 1996-08-27 | Cathodically Protected
9056044 | LEADED1000 |  |  | no |  | no | Temporarily out of use | Gas (Historical Use) | 1000 |  | 1996-08-27 | Not Marked
9056044 | PREM6000 | Ball Float | 1998-02-01 |  | 1998-02-01 |  | Currently in Use | Gas (Historical Use) | 6000 | Fiberglass | 1985-03-05 | Fiberglass Reinforced Plastic | Pressurized
9056044 | UL8000 | Ball Float | 1998-02-01 |  | 1998-02-01 |  | Currently in Use | Gas (Historical Use) | 8000 | Fiberglass | 1985-03-05 | Fiberglass Reinforced Plastic | Pressurized
9056045 | RU1 | Flapper Valve | 1990-09-01 | no | 1990-09-01 | no | Currently in Use | Diesel | 10000 | Fiberglass Double Walled | 1990-09-01 | Double-Walled Fiberglass | Pressurized
9056046 | 1 | Ball Float | 1990-03-01 | no | 1990-03-01 | no | Currently in Use | Regular | 8000 | Composite | 1990-03-01 | Fiberglass Reinforced Plastic | Pressurized
9056046 | 2 | Ball Float | 1990-03-01 | no | 1990-03-01 | no | Temporarily out of use | Plus | 6000 | Composite | 1990-03-01 | Fiberglass Reinforced Plastic | Pressurized
9056046 | 3 | Ball Float | 1990-03-01 | no | 1990-03-01 | no | Currently in Use | Premium | 6000 | Composite | 1990-03-01 | Fiberglass Reinforced Plastic | Pressurized
9056046 | 4 | Ball Float | 1990-03-01 | no | 1990-03-01 | no | Currently in Use | Diesel | 6000 | Composite | 1990-03-01 | Fiberglass Reinforced Plastic | Pressurized
9056047 | 1 |  | 2008-08-01 | yes | 2008-08-01 | yes | Currently in Use | Used Oil | 5000 | Galvanic (STIP-3) | 1988-09-15 | Steel (Impressed Current) | Safe Suction (Euro)
9056047 | 103163 | Ball Float | 1988-09-16 |  | 1988-09-16 |  | Removed from Ground | Diesel | 10000 | Galvanic (STIP-3) | 1989-09-16 | Fiberglass Reinforced Plastic | Pressurized
9056047 | 103218 | Ball Float | 1988-09-16 |  | 1988-06-16 |  | Removed from Ground | Gas (Historical Use) | 10000 | Galvanic (STIP-3) | 1988-09-15 | Fiberglass Reinforced Plastic | Pressurized
9056047 | 2 | Flapper Valve | 2008-08-13 | no | 2008-08-01 | no | Currently in Use | Gas (Historical Use) | 30000 | Fiberglass Double Walled | 2008-07-16 | Double-Walled Fiberglass | Pressurized
9056047 | 3 | Flapper Valve | 2008-08-13 | no | 2008-08-01 | no | Currently in Use | Diesel | 25000 | Fiberglass Double Walled | 2008-07-16 | Double-Walled Fiberglass | Pressurized
9056048 | 1 |  | 1998-11-01 |  | 1998-11-01 |  | Removed from Ground | Gas (Historical Use) | 12000 | Double Walled | 1986-06-01 | Cathodically Protected | Pressurized
9056048 | 2 |  | 1998-05-01 |  | 1998-05-01 |  | Closed in Ground | Diesel | 2000 | Double Walled | 1986-06-01 | Galvanized Steel | Safe Suction (Euro)
9056049 | 1 | Ball Float | 1988-08-01 |  | 1988-08-01 |  | Currently in Use | Gas (Historical Use) | 10000 | Galvanic (STIP-3) | 1988-08-01 | Fiberglass Reinforced Plastic | Pressurized
9056049 | 2 | Ball Float | 1988-08-01 |  | 1988-08-01 |  | Currently in Use | Gas (Historical Use) | 10000 | Galvanic (STIP-3) | 1988-08-01 | Fiberglass Reinforced Plastic | Pressurized
9056049 | 3 | Ball Float | 1988-08-01 |  | 1988-08-01 |  | Temporarily out of use | Diesel | 8000 | Galvanic (STIP-3) | 1988-08-01 | Fiberglass Reinforced Plastic | Pressurized
9056051 | 1 | Ball Float | 1995-09-15 | no | 1995-09-15 | no | Currently in Use | Regular | 15000 | Fiberglass | 1995-09-15 | Fiberglass Reinforced Plastic | Pressurized
9056051 | 2 | Ball Float | 1995-09-15 | no | 1995-09-15 | no | Currently in Use | Premium | 6000 | Fiberglass | 1995-09-15 | Fiberglass Reinforced Plastic | Pressurized
9056051 | 3 | Flapper Valve | 1995-09-15 | no | 1995-09-15 | no | Currently in Use | Diesel | 4000 | Fiberglass | 1995-09-15 | Fiberglass Reinforced Plastic | Pressurized
9056052 | 1 | Ball Float | 1994-07-20 |  | 1994-07-20 |  | Currently in Use | Gas (Historical Use) | 10000 | Composite | 1994-07-20 | Fiberglass Reinforced Plastic | Pressurized
9056052 | 2 | Ball Float | 1994-07-20 | no | 1994-07-20 | no | Currently in Use | Gas (Historical Use) | 10000 | Composite | 1994-07-20 | Fiberglass Reinforced Plastic | Pressurized
9056052 | 3 | Ball Float | 1994-07-20 |  | 1994-07-20 |  | Currently in Use | Gas (Historical Use) | 6000 | Composite | 1994-07-20 | Fiberglass Reinforced Plastic | Pressurized
9056053 | 1 |  |  | no |  | no | Removed from Ground | Diesel | 10000 | Bare Steel | 1985-01-01 | Galvanized Steel
9056053 | 2 |  |  | no |  | no | Removed from Ground | Diesel | 5000 | Bare Steel | 1985-01-01 | Galvanized Steel | Safe Suction (Euro)
9056053 | 3 |  | 1998-11-10 | no | 1998-11-10 | no | Removed from Ground | Diesel | 12000 | Composite | 1998-11-10 | Fiberglass Reinforced Plastic | Pressurized
9056054 | 1 | [5 empty] | Closed in Ground | Diesel | 6000 | Not Marked/Unknown | 1996-05-06 | Not Marked
9056054 | 2 | [5 empty] | Closed in Ground | Diesel | 6000 | Not Marked/Unknown | 1996-05-06 | Not Marked
9056055 | 1 | [5 empty] | Removed from Ground | Gas (Historical Use) | 4000 | Marked Unknown | 1998-06-01 | Galvanized Steel
9056055 | 2 | [5 empty] | Removed from Ground | Diesel | 8000 | Marked Unknown | 1998-06-01 | Unknown
9056055 | 3 | [5 empty] | Removed from Ground | Diesel | 6000 | Marked Unknown | 1998-06-01 | Unknown
9056055 | 4 | [5 empty] | Removed from Ground | Diesel | 8000 | Marked Unknown | 1998-06-01 | Unknown
9056059 | 1 |  |  | no |  | no | Removed from Ground | Diesel | 4000
9056059 | 2 |  |  | no |  | no | Removed from Ground |  | 6000
9056059 | 3 |  |  | no |  | no | Removed from Ground |  | 10000
9056059 | 4 |  |  | no |  | no | Removed from Ground |  | 10000
9056059 | 5 |  |  | no |  | no | Removed from Ground |  | 10000
9056059 | 6 | Ball Float | 1996-01-01 | no | 1996-01-01 | no | Currently in Use | Regular | 12000 | Epoxy | 1996-10-01 |  | Pressurized
9056059 | 7 | Ball Float | 1996-01-01 | no | 1996-01-01 | no | Currently in Use | Premium | 10000 | Epoxy | 1996-10-01 |  | Pressurized
9056060 | 1 | [5 empty] | Removed from Ground | Gas (Historical Use) | 0 | Not Marked/Unknown | 1960-01-01 | Not Marked
9056062 | 1 | [5 empty] | Removed from Ground | Gas (Historical Use) | 10000 | Not Marked/Unknown |  | Not Marked
9056063 | 1 |  |  | yes |  | yes | Removed from Ground | Used Oil | 550 | Bare Steel | 1987-12-10 | Not Marked | Gravity Fed
9056065 | 1 | [5 empty] | Removed from Ground | Gas (Historical Use) | 2000 | Bare Steel | 1981-01-01 | Galvanized Steel | Safe Suction (Euro)
9056065 | 2 | [5 empty] | Removed from Ground | Gas (Historical Use) | 2000 | Bare Steel | 1981-01-01 | Galvanized Steel | Safe Suction (Euro)
9056066 | 1 | Ball Float | 2001-08-31 | no | 2001-08-31 | no | Currently in Use | Diesel | 8000 | Composite | 2001-08-29 | Fiberglass Reinforced Plastic | Pressurized
9056066 | M145174 | Ball Float | 1997-05-05 | no | 1997-05-05 | no | Currently in Use | Regular | 12000 | Composite | 1997-05-02 | Fiberglass Reinforced Plastic | Pressurized
9056066 | M145200 | Ball Float | 1997-05-05 | no | 1997-05-05 | no | Currently in Use | Premium | 10000 | Composite | 1997-05-02 | Fiberglass Reinforced Plastic | Pressurized
9056067 | 1A | Ball Float | 1993-07-01 | no | 1993-07-01 | no | Currently in Use | Regular | 12000 | Fiberglass | 1993-07-01 | Double-Walled Fiberglass | Pressurized
9056067 | 1B | Ball Float | 1993-07-01 | no | 1993-07-01 | no | Currently in Use | Premium | 8000 | Fiberglass | 1993-07-01 | Double-Walled Fiberglass | Pressurized
9056067 | 2 | Ball Float | 1993-07-01 | no | 1993-07-01 | no | Currently in Use | Diesel | 4000 | Fiberglass | 1993-07-01 | Double-Walled Fiberglass | Pressurized
9056068 | 1 | Ball Float | 1998-07-01 | no | 1998-07-01 | no | Currently in Use | Regular | 12000 | Fiberglass | 1998-07-01 | Double-Walled Fiberglass | Pressurized
9056068 | 2 | Ball Float | 1998-07-01 | no | 1998-07-01 | no | Currently in Use | Premium | 8000 | Fiberglass | 1998-07-01 | Double-Walled Fiberglass | Pressurized
9056068 | 3 | Ball Float | 1998-07-01 | no | 1998-07-01 | no | Currently in Use | Diesel | 4000 | Fiberglass | 1998-07-01 | Double-Walled Fiberglass | Pressurized
9056068 | 4 | Flapper Valve | 1998-07-01 | no | 1998-07-01 | no | Currently in Use | Diesel | 2000 | Fiberglass | 1998-07-01 | Double-Walled Fiberglass | Safe Suction (Euro)
9056069 | 1 | [5 empty] | Removed from Ground | Diesel | 500 | Not Marked/Unknown | 1998-12-19 | Not Marked
9056070 | 1 | Ball Float | 1998-10-15 | no | 1998-10-15 | no | Currently in Use | Regular | 10000 | Composite | 1998-10-15 |  | Pressurized
9056070 | 2 | Ball Float | 1998-10-15 | no | 1998-10-15 | no | Currently in Use | Regular | 10000 | Composite | 1998-10-15 |  | Pressurized
9056070 | 3 |  | 1998-10-15 | no | 1998-10-15 | no | Currently in Use | Premium | 10000 | Composite | 1998-10-15 |  | Pressurized
9056070 | 4 | Ball Float | 1998-10-15 | no | 1998-10-15 | no | Currently in Use | Diesel | 6000 | Composite | 1998-10-15 |  | Pressurized
9056071 | 1 | Overfill Alarm | 1998-09-24 | no | 1998-09-24 | no | Currently in Use | Gas (Historical Use) | 10000 | Fiberglass Double Walled | 1998-09-07 | Double-Walled Fiberglass | Pressurized
9056071 | 2 | Overfill Alarm | 1998-09-24 | no | 1998-09-24 | no | Currently in Use | Premium | 8000 | Fiberglass Double Walled | 1998-09-07 | Double-Walled Fiberglass | Pressurized
9056072 | 1 | Ball Float | 1998-10-01 | no | 1998-10-01 | no | Currently in Use | Regular | 12000 | Fiberglass | 1998-10-01 | Fiberglass Reinforced Plastic | Pressurized
9056072 | 2 | Ball Float | 1998-10-01 | no | 1998-10-01 | no | Currently in Use | Premium | 6000 | Fiberglass | 1998-10-01 | Fiberglass Reinforced Plastic | Pressurized
9056072 | 3 | Ball Float | 1998-10-01 | no | 1998-10-01 | no | Currently in Use | E-0 | 6000 | Fiberglass | 1998-10-01 | Fiberglass Reinforced Plastic | Pressurized
9056072 | 4 | Ball Float | 1998-10-01 | no | 1998-10-01 | no | Currently in Use | Diesel | 12000 | Fiberglass | 1998-10-01 | Fiberglass Reinforced Plastic | Pressurized
9056072 | 5 | Ball Float | 1998-10-01 | no | 1998-10-01 | no | Currently in Use | Diesel Off Road | 4000 | Fiberglass | 1998-10-01 | Fiberglass Reinforced Plastic | Pressurized
9056072 | 6 | Ball Float | 1998-10-01 | no | 1998-10-01 | no | Currently in Use | Kerosene | 2000 | Fiberglass | 1998-10-01 | Fiberglass Reinforced Plastic | Pressurized
9056073 | 1 | Overfill Alarm | 1996-08-01 |  | 1996-08-01 |  | Currently in Use | Other | 5000 | Epoxy Double-Walled | 1996-08-22 | Steel/FG Secondary containment | Safe Suction (Euro)
9056073 | 2 | Overfill Alarm | 1996-08-01 |  | 1996-08-01 |  | Currently in Use | Other | 5000 | Epoxy Double-Walled | 1996-08-22 | Steel/FG Secondary containment | Safe Suction (Euro)
9056073 | 3 | Overfill Alarm | 1996-08-01 |  | 1996-08-01 |  | Currently in Use | Other | 5000 | Epoxy Double-Walled | 1996-08-22 | Steel/FG Secondary containment | Safe Suction (Euro)
9056073 | 4 | Overfill Alarm | 1996-08-01 |  | 1996-08-01 |  | Currently in Use | Other | 5000 | Epoxy Double-Walled | 1996-08-22 | Steel/FG Secondary containment | Safe Suction (Euro)
9056074 | 1 | [5 empty] | Removed from Ground | Empty | 250 | Bare Steel | 1940-01-01 | Unknown
9056074 | 2 | [5 empty] | Removed from Ground | Empty | 250 | Bare Steel | 1940-01-01 | Unknown
9056075 | 1 |  |  | yes |  | yes | Removed from Ground | Used Oil | 250 | Bare Steel | 1997-01-01 | Not Marked | Safe Suction (Euro)
9057001 | 1 | [5 empty] | Removed from Ground | Diesel | 500 | Bare Steel | 1991-07-24 | Unknown
9057002 | 1 | [5 empty] | Removed from Ground | Diesel | 10000 | Not Marked/Unknown | 1991-04-23 | Not Marked
9057003 | 1 | [5 empty] | Removed from Ground | Gas (Historical Use) | 500 | Marked Unknown |  | Unknown
9057004 | 1 | [5 empty] | Removed from Ground | Gas (Historical Use) | 2000 | Marked Unknown | 1992-03-10 | Unknown
9057004 | 2 | [5 empty] | Removed from Ground | Gas (Historical Use) | 2000 | Marked Unknown | 1992-03-10 | Unknown
9057004 | 3 | [5 empty] | Removed from Ground | Diesel | 2000 | Marked Unknown | 1992-03-10 | Unknown
9057006 | 1 | [5 empty] | Removed from Ground | Gas (Historical Use) | 1000 | Bare Steel | 1976-01-01 | Galvanized Steel
9057006 | 2 | [5 empty] | Removed from Ground | Gas (Historical Use) | 1000 | Bare Steel | 1976-01-01 | Galvanized Steel
9057006 | 3 | [5 empty] | Removed from Ground | Diesel | 4000 | Bare Steel | 1985-01-01 | Galvanized Steel
9057007 | 1 |  | 1998-12-01 |  | 1998-12-01 |  | Removed from Ground | Gas (Historical Use) | 1000 | Steel-Impressed Current | 1977-01-01 | Fiberglass Reinforced Plastic | Suction (American)
9057007 | 2 |  | 1998-12-01 |  | 1998-12-01 |  | Removed from Ground | Gas (Historical Use) | 1000 | Not Marked/Unknown | 1977-01-01 | Fiberglass Reinforced Plastic | Suction (American)
9057009 | 1 |  | 1998-12-01 |  | 1998-12-01 |  | Currently in Use | Gas (Historical Use) | 8000 | Cathodically Protected Steel | 1987-02-01 | Fiberglass Reinforced Plastic | Pressurized
9057009 | 2 |  | 1998-12-01 |  | 1998-12-01 |  | Currently in Use | Gas (Historical Use) | 8000 | Cathodically Protected Steel | 1987-02-01 | Fiberglass Reinforced Plastic | Pressurized
9057009 | 3 |  | 1998-12-01 |  | 1998-12-01 |  | Currently in Use | Gas (Historical Use) | 8000 | Cathodically Protected Steel | 1986-01-01 | Fiberglass Reinforced Plastic | Pressurized
9057010 | 1 | Flapper Valve | 1998-04-10 | no | 1998-04-10 | yes | Currently in Use | Regular | 8000 | Steel-Impressed Current | 1986-07-01 | Fiberglass Reinforced Plastic | Pressurized
9057010 | 2 | Flapper Valve | 1998-04-10 | no | 1998-04-10 | yes | Currently in Use | Premium | 8000 | Steel-Impressed Current | 1986-07-01 | Fiberglass Reinforced Plastic | Pressurized
9057010 | 3 | Flapper Valve | 1998-04-10 | no | 1998-04-10 | yes | Currently in Use | Diesel | 8000 | Steel-Impressed Current | 1986-07-01 | Fiberglass Reinforced Plastic | Pressurized
9057011 | 1 | [5 empty] | Removed from Ground | Gas (Historical Use) | 5000 | Bare Steel | 1990-08-07 | Bare Steel
9057011 | 2 | [5 empty] | Removed from Ground | Gas (Historical Use) | 2000 | Bare Steel | 1990-08-07 | Bare Steel
9057011 | 3 | [5 empty] | Removed from Ground | Gas (Historical Use) | 584 | Bare Steel | 1990-08-07 | Bare Steel
9057012 | 1 | [5 empty] | Removed from Ground | Gas (Historical Use) | 3000 | Cathodically Protected Steel | 1982-01-01 | Galvanized Steel | Safe Suction (Euro)
9057012 | 2A |  | 1999-01-28 |  | 1999-01-28 |  | Removed from Ground | Gas (Historical Use) | 3000 | Composite | 1999-01-28 | Cathodically Protected | Suction (American)
9057012 | 2B |  | 1999-01-28 |  | 1999-01-28 |  | Removed from Ground | Diesel | 1000 | Composite | 1999-01-28 | Cathodically Protected | Safe Suction (Euro)
9057013 | 1 | [5 empty] | Removed from Ground | Gas (Historical Use) | 10000 | Bare Steel | 1973-01-01 | Galvanized Steel
9057013 | 2 | [5 empty] | Removed from Ground | Gas (Historical Use) | 10000 | Bare Steel | 1973-01-01 | Galvanized Steel
9057013 | 3 | [5 empty] | Removed from Ground | Gas (Historical Use) | 5000 | Bare Steel | 1973-01-01 | Galvanized Steel
9057014 | 1 | [5 empty] | Removed from Ground | Gas (Historical Use) | 2000 | Cathodically Protected Steel | 1988-05-26 | Galvanized Steel | Suction (American)
9057015 | 1 | Ball Float | 1996-06-01 | no | 1996-06-01 | no | Currently in Use | Diesel | 5000 | Steel-Impressed Current | 2003-08-25 | Fiberglass Reinforced Plastic | Pressurized
9057015 | 2 | Ball Float | 1996-06-01 | no | 1996-06-01 | no | Currently in Use | Premium | 6110 | Steel-Impressed Current | 2003-08-25 | Fiberglass Reinforced Plastic | Pressurized
9057015 | 3 | Ball Float | 1996-06-01 | no | 1996-06-01 | no | Currently in Use | Plus | 8000 | Steel-Impressed Current | 2003-08-25 | Fiberglass Reinforced Plastic | Pressurized
9057015 | 4 | Flapper Valve | 1996-06-01 | no | 1996-06-01 | no | Currently in Use | Regular | 10000 | Steel-Impressed Current | 2003-08-25 | Fiberglass Reinforced Plastic | Pressurized
9057017 | 1 | [5 empty] | Removed from Ground | Gas (Historical Use) | 6100 | Bare Steel | 1970-01-01 | Galvanized Steel
9057017 | 2 | [5 empty] | Removed from Ground | Gas (Historical Use) | 6100 | Bare Steel | 1970-01-01 | Galvanized Steel
9057017 | 3 | [5 empty] | Removed from Ground | Diesel | 2005 | Bare Steel | 1970-01-01 | Galvanized Steel
9057017 | 4 | [5 empty] | Removed from Ground | Diesel | 2005 | Bare Steel | 1970-01-01 | Galvanized Steel
9057017 | 5 |  | 1999-06-30 |  | 1999-06-30 |  | Currently in Use | Gas (Historical Use) | 15000 | Composite | 1999-06-30 | Fiberglass Reinforced Plastic | Pressurized
9057017 | 6 |  | 1999-06-30 |  | 1999-06-30 |  | Currently in Use | Gas (Historical Use) | 10000 | Composite | 1999-06-30 | Fiberglass Reinforced Plastic | Pressurized
9057017 | 7 |  | 1999-06-30 |  | 1999-06-30 |  | Currently in Use | Other | 6000 | Composite | 1999-06-30 | Fiberglass Reinforced Plastic | Pressurized
9057017 | 8 |  | 1999-06-30 |  | 1999-06-30 |  | Currently in Use | Other | 5000 | Composite | 1999-06-30 | Fiberglass Reinforced Plastic | Pressurized
9057019 | 1 |  | 1989-05-10 |  | 1989-05-10 |  | Currently in Use | Gas (Historical Use) | 8000 | Cathodically Protected Steel | 1989-01-01 | Fiberglass Reinforced Plastic | Pressurized
9057019 | 2 |  | 1989-05-10 |  | 1989-05-10 |  | Currently in Use | Gas (Historical Use) | 8000 | Cathodically Protected Steel | 1989-01-01 | Fiberglass Reinforced Plastic | Pressurized
9057019 | 3 |  | 1989-05-10 |  | 1989-05-10 |  | Currently in Use | Gas (Historical Use) | 8000 | Cathodically Protected Steel | 1989-01-01 | Fiberglass Reinforced Plastic | Pressurized
9057020 | 1 | [5 empty] | Removed from Ground | Gas (Historical Use) | 1000 | Bare Steel | 1971-01-01 | Galvanized Steel
9057021 | 1 | [5 empty] | Removed from Ground | Diesel | 10000 | Marked Unknown | 1989-11-29 | Unknown
9057021 | 2 |  |  | yes |  | yes | Removed from Ground | Used Oil | 0 | Marked Unknown | 1989-11-29 | Unknown
9057021 | 3 |  |  | yes |  | yes | Removed from Ground | Used Oil | 0 | Marked Unknown | 1989-11-29 | Unknown
9057021 | 4 |  |  | yes |  | yes | Removed from Ground | Used Oil | 1000 | Not Marked/Unknown | 1993-05-19 | Not Marked
9057021 | 5 |  | 1990-01-05 |  | 1990-01-05 |  | Removed from Ground | Diesel | 10000 | Galvanic (STIP-3) | 1990-01-05 | Cathodically Protected | Suction (American)
9057022 | 1 | [5 empty] | Removed from Ground | Gas (Historical Use) | 5000 | Bare Steel | 1992-01-14 | Galvanized Steel | Safe Suction (Euro)
9057022 | 2 | [5 empty] | Removed from Ground | Gas (Historical Use) | 5000 | Bare Steel | 1992-01-14 | Galvanized Steel | Safe Suction (Euro)
9057022 | 3 | [5 empty] | Removed from Ground | Gas (Historical Use) | 5000 | Bare Steel | 1992-01-14 | Galvanized Steel | Safe Suction (Euro)
9057022 | 4 | [5 empty] | Removed from Ground | Gas (Historical Use) | 5000 | Bare Steel | 1992-01-14 | Galvanized Steel | Safe Suction (Euro)
9057022 | 5 | [5 empty] | Removed from Ground | Gas (Historical Use) | 5000 | Bare Steel | 1992-10-14 | Galvanized Steel | Safe Suction (Euro)
9057022 | 6 |  |  | yes |  | yes | Removed from Ground | Used Oil | 550 | Bare Steel | 1992-01-14 | Galvanized Steel | Gravity Fed
9057022 | 7 | [5 empty] | Removed from Ground | Other | 550 | Bare Steel | 1992-01-14 | Galvanized Steel | Gravity Fed
9057023 | 1 | [5 empty] | Permanently Out Of Use | Diesel | 1000 | Bare Steel | 1968-01-01 | Unknown
9057023 | 2 | [5 empty] | Permanently Out Of Use | Diesel | 1000 | Bare Steel | 1968-01-01 | Unknown
9057023 | 3 | [5 empty] | Permanently Out Of Use | Diesel | 1000 | Bare Steel | 1968-01-01 | Unknown
9057024 | 1 | [5 empty] | Removed from Ground | Gas (Historical Use) | 5000 | Not Marked/Unknown | 1992-04-13 | Not Marked
9057024 | 2 | [5 empty] | Removed from Ground | Gas (Historical Use) | 5000 | Not Marked/Unknown | 1992-04-13 | Not Marked
9057024 | 3 | [5 empty] | Removed from Ground | Gas (Historical Use) | 5000 | Not Marked/Unknown | 1992-04-13 | Not Marked
9057024 | 4 | [5 empty] | Removed from Ground | Gas (Historical Use) | 5000 | Not Marked/Unknown | 1992-04-13 | Not Marked
9057025 | 1 |  | 1992-02-24 |  | 1992-02-24 |  | Currently in Use | Gas (Historical Use) | 10000 | Composite | 1992-02-01 | Double Walled/Sec. Containment | Pressurized
9057025 | 2 |  | 1992-02-24 |  | 1992-02-24 |  | Currently in Use | Gas (Historical Use) | 10000 | Composite | 1992-02-24 | Double Walled/Sec. Containment | Pressurized
9057025 | 3 |  | 1992-02-24 |  | 1992-02-24 |  | Currently in Use | Diesel | 10000 | Composite | 1992-02-24 | Double Walled/Sec. Containment | Pressurized
9057025 | 4 |  | 1992-02-24 |  | 1992-02-24 |  | Currently in Use | Gas (Historical Use) | 2000 | Composite | 1992-02-24 | Double Walled | Pressurized
9057026 | 1 |  | 1990-01-01 |  | 1990-01-01 |  | Currently in Use | Gas (Historical Use) | 10000 | Fiberglass | 1990-01-01 | Fiberglass Reinforced Plastic | Pressurized
9057026 | 2 |  | 1990-01-01 |  | 1990-01-01 |  | Currently in Use | Gas (Historical Use) | 10000 | Fiberglass | 1990-01-01 | Fiberglass Reinforced Plastic | Pressurized
9057026 | 3 |  | 1990-01-01 |  | 1990-01-01 |  | Currently in Use | Gas (Historical Use) | 10000 | Fiberglass | 1990-01-01 | Fiberglass Reinforced Plastic | Pressurized
9057026 | 4 |  | 1990-01-01 |  | 1990-01-01 |  | Currently in Use | Diesel | 10000 | Fiberglass | 1990-01-01 | Fiberglass Reinforced Plastic | Pressurized
9057026 | 5 |  | 1990-01-01 |  | 1990-01-01 |  | Currently in Use | Kerosene | 2000 | Fiberglass | 1990-01-01 | Fiberglass Reinforced Plastic | Suction (American)
9057028 | A | [5 empty] | Removed from Ground | Gas (Historical Use) | 4000 | Bare Steel | 1979-01-01 | Unknown
9057028 | B | [5 empty] | Removed from Ground | Gas (Historical Use) | 4000 | Bare Steel | 1979-01-01 | Unknown
9057029 | 1 | Ball Float | 1990-01-01 |  | 1990-01-01 |  | Removed from Ground | Diesel | 10000 | Fiberglass | 1990-01-01 | Fiberglass Reinforced Plastic | Pressurized
9057030 | 1 | [5 empty] | Removed from Ground | Diesel | 12000 | Double Walled | 1988-01-01 | Fiberglass Reinforced Plastic | Pressurized
9057030 | 2 | [5 empty] | Removed from Ground | Other | 1000 | Double Walled | 1988-01-01 | Fiberglass Reinforced Plastic | Pressurized
9057030 | 3 | [5 empty] | Removed from Ground | Gas (Historical Use) | 12000 | Double Walled | 1988-01-01 | Fiberglass Reinforced Plastic | Suction (American)
9057031 | 1 |  | 1992-05-01 |  | 1992-05-01 |  | Currently in Use | Gas (Historical Use) | 10000 | Galvanic (STIP-3) | 1992-05-01 | Fiberglass Reinforced Plastic | Pressurized
9057031 | 2 |  | 1992-05-01 |  | 1992-05-01 |  | Currently in Use | Gas (Historical Use) | 10000 | Galvanic (STIP-3) | 1992-05-01 | Fiberglass Reinforced Plastic | Pressurized
9057031 | 3 |  | 1992-05-01 |  | 1992-05-01 |  | Currently in Use | Gas (Historical Use) | 10000 | Galvanic (STIP-3) | 1992-05-01 | Fiberglass Reinforced Plastic | Pressurized
9057031 | 4 |  | 1992-05-01 |  | 1992-05-01 |  | Currently in Use | Kerosene | 2000 | Galvanic (STIP-3) | 1992-05-01 | Fiberglass Reinforced Plastic | Pressurized
9057032 | 4 | [5 empty] | Removed from Ground | Diesel | 2000 | Bare Steel | 1984-02-04 | Galvanized Steel
9057033 | 1 |  | 1999-06-01 | no | 1999-06-01 | no | Temporarily out of use | Gas (Historical Use) | 1000 | Steel-Impressed Current | 1973-01-01 | Cathodically Protected | Safe Suction (Euro)
9057033 | 2 |  | 1999-06-01 | no | 1999-06-01 | no | Temporarily out of use | Gas (Historical Use) | 5000 | Steel-Impressed Current | 1967-01-01 | Cathodically Protected | Safe Suction (Euro)
9057033 | 3 |  | 1999-06-01 | no | 1999-06-01 | no | Temporarily out of use | Gas (Historical Use) | 5000 | Steel-Impressed Current | 1967-01-01 | Cathodically Protected | Safe Suction (Euro)
9057038 | 1 | [5 empty] | Permanently Out of Use - historical purposes | Other | 1 | Marked Unknown |  | Unknown
9057039 | 1 | [5 empty] | Removed from Ground | Other | 2000 | Bare Steel | 1992-09-01 | Galvanized Steel | Safe Suction (Euro)
9057039 | 205931 |  | 1992-09-01 |  | 1992-09-01 |  | Removed from Ground | Other | 2000 | Galvanic (STIP-3) | 1992-09-16 | Cathodically Protected | Safe Suction (Euro)
9057040 | 1 |  | 1991-07-01 |  | 1991-07-01 |  | Currently in Use | Gas (Historical Use) | 8000 | Galvanic (STIP-3) | 1991-07-01 | Fiberglass Reinforced Plastic | Pressurized
9057040 | 2 |  | 1991-07-01 |  | 1991-07-01 |  | Currently in Use | Gas (Historical Use) | 8000 | Galvanic (STIP-3) | 1991-07-01 | Fiberglass Reinforced Plastic | Pressurized
9057041 | 1 | [5 empty] | Removed from Ground | Diesel | 550 | Not Marked/Unknown | 1993-06-01 | Not Marked | Suction (American)
9057042 | 1 | [5 empty] | Removed from Ground | Empty | 500 | Not Marked/Unknown | 1993-05-06 | Not Marked
9057044 | GAS | [5 empty] | Removed from Ground | Gas (Historical Use) | 1000 | Not Marked/Unknown | 1974-01-01 | Bare Steel | Pressurized
9057044 | PROP | [5 empty] | Removed from Ground | Propane | 500 | Marked Unknown | 1974-01-01 | Bare Steel | Pressurized
9057044 | V22 | [5 empty] | Removed from Ground | Diesel | 30000 | Bare Steel | 1978-01-01 | Bare Steel | Pressurized
9057044 | V23 | [5 empty] | Removed from Ground | Diesel | 20000 | Bare Steel | 1964-01-01 | Bare Steel | Pressurized
9057044 | V24 | [5 empty] | Closed in Ground | Diesel | 20000 | Bare Steel | 1969-01-01 | Bare Steel | Pressurized
9057046 | 1 |  | 1993-04-23 |  | 1993-04-23 |  | Currently in Use | Gas (Historical Use) | 10000 | Composite | 1993-04-23 | Fiberglass Reinforced Plastic | Pressurized
9057046 | 2 |  | 1993-04-23 |  | 1993-04-23 |  | Currently in Use | Gas (Historical Use) | 10000 | Composite | 1993-04-23 | Fiberglass Reinforced Plastic | Pressurized
9057046 | 3 |  | 1993-04-23 |  | 1993-04-23 |  | Currently in Use | Gas (Historical Use) | 10000 | Composite | 1993-04-23 | Fiberglass Reinforced Plastic | Pressurized
9057046 | 4 |  | 1993-04-23 |  | 1993-04-23 |  | Currently in Use | Gas (Historical Use) | 2000 | Composite | 1993-04-23 | Fiberglass Reinforced Plastic | Pressurized
9057047 | 1 | [5 empty] | Removed from Ground | Gas (Historical Use) | 10000 | Fiberglass | 1986-10-29 | Fiberglass Reinforced Plastic | Safe Suction (Euro)
9057047 | 2 | [5 empty] | Removed from Ground | Diesel | 10000 | Fiberglass | 1986-10-29 | Fiberglass Reinforced Plastic | Safe Suction (Euro)
9057048 | 1 | [5 empty] | Removed from Ground | Gas (Historical Use) | 12000 | Bare Steel | 1980-03-01 | Unknown | Pressurized
9057048 | 2 | [5 empty] | Removed from Ground | Gas (Historical Use) | 3000 | Bare Steel | 1974-01-01 | Unknown | Pressurized
9057048 | 3 |  |  | yes |  | yes | Removed from Ground | Used Oil | 550 | Bare Steel | 1974-01-01 | Unknown | Gravity Fed
9057049 | 1 | [5 empty] | Removed from Ground | Gas (Historical Use) | 2000 | Bare Steel | 1993-10-14 | Galvanized Steel | Safe Suction (Euro)
9057049 | 2 | [5 empty] | Removed from Ground | Diesel | 2000 | Bare Steel | 1993-10-14 | Galvanized Steel | Safe Suction (Euro)
9057049 | 204693 |  | 1993-10-15 |  | 1993-10-15 |  | Removed from Ground | Diesel | 1000 | Galvanic (STIP-3) | 1993-10-15 | Cathodically Protected | Safe Suction (Euro)
9057049 | 204703 |  | 1993-10-15 |  | 1993-10-15 |  | Removed from Ground | Gas (Historical Use) | 1000 | Galvanic (STIP-3) | 1993-10-15 | Cathodically Protected | Safe Suction (Euro)
9057049 | 3 | [5 empty] | Removed from Ground | Gas (Historical Use) | 1 | Bare Steel | 1993-10-11 | Galvanized Steel | Safe Suction (Euro)
9057050 | 1 | [5 empty] | Removed from Ground | Gas (Historical Use) | 4000 | Bare Steel | 1993-12-16 | Bare Steel | Safe Suction (Euro)
9057050 | 2 | [5 empty] | Removed from Ground | Gas (Historical Use) | 4000 | Bare Steel | 1993-12-16 | Bare Steel | Safe Suction (Euro)
9057050 | 3 | [5 empty] | Removed from Ground | Gas (Historical Use) | 2000 | Bare Steel | 1993-12-16 | Bare Steel | Safe Suction (Euro)
9057051 | 1 | [5 empty] | Removed from Ground | Gas (Historical Use) | 10000 | Bare Steel | 1974-01-01 | Galvanized Steel | Pressurized
9057051 | 2 | [5 empty] | Removed from Ground | Gas (Historical Use) | 10000 | Bare Steel | 1974-01-01 | Galvanized Steel | Pressurized
9057051 | 3 | [5 empty] | Removed from Ground | Gas (Historical Use) | 1000 | Bare Steel | 1974-01-01 | Galvanized Steel | Safe Suction (Euro)
9057051 | 4 | [5 empty] | Removed from Ground | Gas (Historical Use) | 1000 | Bare Steel | 1974-01-01 | Galvanized Steel | Safe Suction (Euro)
9057051 | 5 |  |  | yes |  | yes | Removed from Ground | Used Oil | 500 | Bare Steel | 1983-01-01 | Galvanized Steel
9057053 | 1 |  | 1993-06-01 |  | 1993-06-01 |  | Currently in Use | Gas (Historical Use) | 10000 | Cathodically Protected Steel | 1993-06-01 | Fiberglass Reinforced Plastic | Pressurized
9057053 | 2 |  | 1993-06-01 |  | 1993-06-01 |  | Currently in Use | Gas (Historical Use) | 10000 | Cathodically Protected Steel | 1993-06-01 | Fiberglass Reinforced Plastic | Pressurized
9057053 | 3 |  | 1993-06-01 |  | 1993-06-01 |  | Currently in Use | Kerosene | 2000 | Cathodically Protected Steel | 1993-06-01 | Fiberglass Reinforced Plastic | Pressurized
9057054 | 1 |  | 1986-03-01 |  | 1986-03-01 |  | Currently in Use | Gas (Historical Use) | 6000 | Galvanic (STIP-3) | 1986-03-01 | Fiberglass Reinforced Plastic | Pressurized
9057054 | 2 |  | 1986-03-01 |  | 1986-03-01 |  | Currently in Use | Gas (Historical Use) | 6000 | Galvanic (STIP-3) | 1986-03-01 | Fiberglass Reinforced Plastic | Pressurized
9057054 | 3 |  | 1986-03-01 |  | 1986-03-01 |  | Currently in Use | Gas (Historical Use) | 6000 | Galvanic (STIP-3) | 1986-03-01 | Fiberglass Reinforced Plastic | Pressurized
9057055 | 1 |  | 1991-12-01 |  | 1991-12-01 |  | Currently in Use | Gas (Historical Use) | 10000 | Cathodically Protected Steel | 1991-12-01 | Fiberglass Reinforced Plastic | Pressurized
9057055 | 2 |  | 1991-12-01 |  | 1991-12-01 |  | Currently in Use | Gas (Historical Use) | 6000 | Cathodically Protected Steel | 1991-12-01 | Fiberglass Reinforced Plastic | Pressurized
9057056 | 1 |  | 1992-09-01 |  | 1992-09-01 |  | Currently in Use | Gas (Historical Use) | 10000 | Steel-Impressed Current | 1992-09-01 | Fiberglass Reinforced Plastic | Pressurized
9057056 | 2 |  | 1992-09-01 |  | 1992-09-01 |  | Currently in Use | Gas (Historical Use) | 6000 | Steel-Impressed Current | 1992-09-01 | Fiberglass Reinforced Plastic | Pressurized
9057057 | 1 |  | 1990-09-01 |  | 1990-09-01 |  | Currently in Use | Gas (Historical Use) | 8000 | Cathodically Protected Steel | 1990-09-01 | Fiberglass Reinforced Plastic | Pressurized
9057057 | 2 |  | 1990-09-01 |  | 1990-09-01 |  | Currently in Use | Gas (Historical Use) | 8000 | Cathodically Protected Steel | 1990-09-01 | Fiberglass Reinforced Plastic | Pressurized
9057057 | 3 |  | 1990-09-01 |  | 1990-09-01 |  | Currently in Use | Gas (Historical Use) | 8000 | Cathodically Protected Steel | 1990-09-01 | Fiberglass Reinforced Plastic
9057057 | 4 |  | 1990-09-01 |  | 1990-09-01 |  | Currently in Use | Diesel | 8000 | Cathodically Protected Steel | 1990-09-01 | Fiberglass Reinforced Plastic
9057058 | 1 | [5 empty] | Permanently Out of Use - historical purposes | Gas (Historical Use) | 1000 | Marked Unknown |  | Unknown
9057058 | 2 | [5 empty] | Permanently Out of Use - historical purposes | Gas (Historical Use) | 1000 | Marked Unknown |  | Unknown
9057059 | 1 | [5 empty] | Removed from Ground | Gas (Historical Use) | 500 | Bare Steel | 1994-03-09 | Bare Steel | Safe Suction (Euro)
9057059 | 2 | [5 empty] | Removed from Ground | Gas (Historical Use) | 500 | Bare Steel | 1994-03-09 | Bare Steel | Safe Suction (Euro)
9057059 | 3 | [5 empty] | Removed from Ground | Gas (Historical Use) | 1000 | Bare Steel | 1994-03-09 | Bare Steel | Safe Suction (Euro)
9057059 | 4 | [5 empty] | Removed from Ground | Gas (Historical Use) | 1000 | Bare Steel | 1994-03-09 | Bare Steel | Safe Suction (Euro)
9057059 | 5 | [5 empty] | Removed from Ground | Gas (Historical Use) | 1000 | Bare Steel | 1994-03-09 | Bare Steel | Safe Suction (Euro)
9057059 | 6 | [5 empty] | Removed from Ground | Gas (Historical Use) | 1000 | Bare Steel | 1994-03-09 | Bare Steel | Safe Suction (Euro)
9057060 | 1 |  |  | yes |  | yes | Closed in Ground | Used Oil | 550 | Not Marked/Unknown | 1995-06-01 | Unknown
9057061 | 1 |  | 1999-01-12 |  | 1999-01-12 |  | Currently in Use | Gas (Historical Use) | 8000 | Galvanic (STIP-3) | 1988-12-01 | Galvanized Steel | Pressurized
9057061 | 2 |  | 1999-01-12 |  | 1999-01-12 |  | Currently in Use | Gas (Historical Use) | 8000 | Galvanic (STIP-3) | 1988-12-01 | Galvanized Steel | Pressurized
9057061 | 3 |  | 1999-01-12 |  | 1999-01-12 |  | Temporarily out of use | Gas (Historical Use) | 8000 | Galvanic (STIP-3) | 1988-12-01 | Galvanized Steel | Pressurized
9057062 | 1 | Ball Float | 1988-08-18 | no | 1988-08-18 | no | Currently in Use | Regular | 8000 | Galvanic (STIP-3) | 2001-08-23 | Fiberglass Reinforced Plastic | Pressurized
9057062 | 2 | Ball Float | 1988-08-18 | no | 1988-08-18 | no | Currently in Use | Regular | 8000 | Galvanic (STIP-3) | 1988-08-17 | Fiberglass Reinforced Plastic | Pressurized
9057062 | 3 | Ball Float | 1988-08-18 | no | 1988-08-18 | no | Currently in Use | Premium | 8000 | Galvanic (STIP-3) | 1988-08-17 | Fiberglass Reinforced Plastic | Pressurized
9057063 | 1 | [5 empty] | Removed from Ground | Gas (Historical Use) | 500 | Not Marked/Unknown | 1992-11-13 | Not Marked
9057064 | 1 | [5 empty] | Removed from Ground | Diesel | 10000 | Fiberglass | 1994-06-30 | Cathodically Protected | Suction (American)
9057065 | 1 | [5 empty] | Removed from Ground | Gas (Historical Use) | 1000 | Not Marked/Unknown | 1996-12-04 | Not Marked
9057065 | 2 | [5 empty] | Removed from Ground | Gas (Historical Use) | 1000 | Not Marked/Unknown | 1996-12-04 | Not Marked
9057066 | 1 | [5 empty] | Removed from Ground | Gas (Historical Use) | 1000 | Marked Unknown | 1998-02-13 | Bare Steel | Safe Suction (Euro)
9057067 | 1 | [5 empty] | Removed from Ground | Gas (Historical Use) | 1000 | Bare Steel | 1990-10-01 | Galvanized Steel | Pressurized
9057067 | 2 | [5 empty] | Removed from Ground | Diesel | 1000 | Bare Steel | 1970-10-01 | Galvanized Steel | Pressurized
9057067 | 3 | [5 empty] | Removed from Ground | Diesel | 10000 | Bare Steel | 1970-10-01 | Galvanized Steel | Pressurized
9057068 | 1 | [5 empty] | Removed from Ground | Gas (Historical Use) | 3000 | Bare Steel | 1995-01-19 | Bare Steel | Pressurized
9057068 | 2 | [5 empty] | Removed from Ground | Gas (Historical Use) | 3000 | Bare Steel | 1995-01-19 | Bare Steel | Pressurized
9057068 | 3 | [5 empty] | Removed from Ground | Gas (Historical Use) | 3000 | Bare Steel | 1995-01-19 | Bare Steel | Pressurized
9057068 | 4 | [5 empty] | Removed from Ground | Gas (Historical Use) | 3000 | Bare Steel | 1995-01-19 | Bare Steel | Pressurized
9057068 | 5 | Flapper Valve | 1995-03-01 | no | 1995-03-01 | no | Currently in Use | Regular | 15000 | Composite | 1995-03-01 | Fiberglass Reinforced Plastic | Pressurized
9057068 | 6 | Flapper Valve | 1995-03-01 | no | 1995-03-01 | no | Currently in Use | Premium | 10000 | Composite | 1995-03-01 | Fiberglass Reinforced Plastic | Pressurized
9057068 | 7 | Ball Float | 1995-03-01 | no | 1995-03-01 | no | Currently in Use | Diesel | 4000 | Composite | 1995-03-01 | Fiberglass Reinforced Plastic | Pressurized
9057069 | 1 | [5 empty] | Removed from Ground | Gas (Historical Use) | 550 | Bare Steel | 1961-01-01 | Bare Steel | Suction (American)
9057070 | 1 | [5 empty] | Removed from Ground | Gas (Historical Use) | 1000 | Bare Steel | 1969-01-01 | Galvanized Steel | Safe Suction (Euro)
9057070 | 2 | [5 empty] | Removed from Ground | Gas (Historical Use) | 1000 | Bare Steel | 1969-01-01 | Galvanized Steel | Safe Suction (Euro)
9057073 | 1 | [5 empty] | Removed from Ground | Gas (Historical Use) | 6000 | Not Marked/Unknown | 1995-02-23 | Unknown
9057073 | 2 | [5 empty] | Removed from Ground | Gas (Historical Use) | 6000 | Not Marked/Unknown | 1995-02-23 | Unknown
9057073 | 3 | [5 empty] | Removed from Ground | Gas (Historical Use) | 6000 | Not Marked/Unknown | 1995-02-23 | Unknown
9057073 | 4 | [5 empty] | Removed from Ground | Gas (Historical Use) | 6000 | Not Marked/Unknown | 1995-02-25 | Unknown
9057074 | 1 |  | 1998-11-01 |  | 1998-11-01 |  | Removed from Ground | Gas (Historical Use) | 2000 | Steel-Impressed Current | 1980-01-01 | Cathodically Protected | Suction (American)
9057074 | 2 |  | 1998-11-01 |  | 1998-11-01 |  | Removed from Ground | Gas (Historical Use) | 4000 | Steel-Impressed Current | 1974-01-01 | Cathodically Protected | Suction (American)
9057074 | 3 |  | 1998-11-01 |  | 1998-11-01 |  | Removed from Ground | Diesel | 12000 | Fiberglass | 1988-01-01 | Fiberglass Reinforced Plastic | Suction (American)
9057074 | 4 |  | 1998-11-01 |  | 1998-11-01 |  | Removed from Ground | Gas (Historical Use) | 4000 | Cathodically Protected Steel | 1988-01-01 | Fiberglass Reinforced Plastic | Suction (American)
9057075 | 1 | [5 empty] | Removed from Ground | Gas (Historical Use) | 1000 | Epoxy | 1995-06-01 | Galvanized Steel | Suction (American)
9057077 | 1 |  | 1998-03-01 |  | 1998-03-01 |  | Removed from Ground | Gas (Historical Use) | 8000 | Cathodically Protected Steel | 1998-03-01 | Cathodically Protected | Safe Suction (Euro)
9057077 | 2 |  | 1998-03-01 |  | 1998-03-01 |  | Removed from Ground | Gas (Historical Use) | 8000 | Cathodically Protected Steel | 2001-08-23 | Cathodically Protected | Safe Suction (Euro)
9057077 | 3 |  | 1998-03-01 |  | 1998-03-01 |  | Removed from Ground | Gas (Historical Use) | 10000 | Cathodically Protected Steel | 1998-03-01 | Fiberglass Reinforced Plastic | Safe Suction (Euro)
9057078 | 1 | [5 empty] | Closed in Ground | Empty | 1000 | Bare Steel | 1956-01-01 | Galvanized Steel
9057078 | 2 | [5 empty] | Removed from Ground | Diesel | 15000 | Bare Steel | 1975-01-01 | Copper | Suction (American)
9057078 | 3 | [5 empty] | Removed from Ground | Diesel | 1500 | Bare Steel | 1979-01-01 | Galvanized Steel | Suction (American)
9057078 | 4 |  | 1998-06-01 |  | 1998-06-01 |  | Removed from Ground | Diesel | 4000 | Fiberglass | 1998-06-01 | Fiberglass Reinforced Plastic | Safe Suction (Euro)
9057078 | 5 |  | 1998-06-01 |  | 1998-06-01 |  | Removed from Ground | Diesel | 15000 | Steel-Impressed Current | 1972-01-01 | Double Walled | Safe Suction (Euro)
9057079 | 1 |  | 1998-05-28 |  | 1998-06-03 |  | Currently in Use | Diesel | 10000 | Steel-Impressed Current | 1975-07-01 | Cathodically Protected | Safe Suction (Euro)
9057080 | 1 |  | 1999-02-11 |  | 1999-02-11 |  | Removed from Ground | Gas (Historical Use) | 1000 | Steel-Impressed Current | 1982-08-01 | Cathodically Protected | Safe Suction (Euro)
9057080 | 2 |  | 1999-02-11 |  | 1999-02-11 |  | Removed from Ground | Gas (Historical Use) | 1000 | Steel-Impressed Current | 1982-08-01 | Cathodically Protected | Safe Suction (Euro)
9057080 | 3 |  | 1999-02-11 |  | 1999-02-11 |  | Removed from Ground | Gas (Historical Use) | 1000 | Steel-Impressed Current | 1982-08-01 | Cathodically Protected | Safe Suction (Euro)
9057080 | 4 | [5 empty] | Removed from Ground | Gas (Historical Use) | 1000 | Bare Steel | 1982-08-01 | Galvanized Steel | Safe Suction (Euro)
9057081 | 1 |  | 1998-06-18 |  | 1998-06-18 |  | Currently in Use | Gas (Historical Use) | 6000 | Steel-Impressed Current | 1998-06-16 | Cathodically Protected | Pressurized
9057081 | 2 |  | 1998-06-18 |  | 1998-06-18 |  | Temporarily out of use | Gas (Historical Use) | 6000 | Steel-Impressed Current | 1998-06-16 | Cathodically Protected | Pressurized
9057081 | 3 |  | 1998-06-18 |  | 1998-06-18 |  | Temporarily out of use | Gas (Historical Use) | 6000 | Steel-Impressed Current | 1998-06-16 | Cathodically Protected | Pressurized
9057082 | 1 |  | 1994-03-01 |  | 1994-03-01 |  | Currently in Use | Gas (Historical Use) | 12000 | Galvanic (STIP-3) | 1994-03-01 | Fiberglass Reinforced Plastic | Pressurized
9057082 | 2 |  | 1994-03-01 |  | 1994-03-01 |  | Currently in Use | Gas (Historical Use) | 8000 | Galvanic (STIP-3) | 1994-03-01 | Fiberglass Reinforced Plastic | Pressurized
9057082 | 3 |  | 1994-03-01 |  | 1994-03-01 |  | Currently in Use | Diesel | 12000 | Galvanic (STIP-3) | 1994-03-01 | Fiberglass Reinforced Plastic | Pressurized
9057082 | 4 |  | 1994-03-01 |  | 1994-03-01 |  | Currently in Use | Kerosene | 1000 | Galvanic (STIP-3) | 1994-03-01 | Fiberglass Reinforced Plastic | Pressurized
9057083 | 1 | [5 empty] | Removed from Ground | Diesel | 4000 | Bare Steel | 1986-04-01 | Galvanized Steel | Safe Suction (Euro)
9057083 | 2 | [5 empty] | Removed from Ground | Diesel | 4000 | Bare Steel | 1986-04-01 | Galvanized Steel | Safe Suction (Euro)
9057084 | 1AST | [5 empty] | Currently in Use | Diesel | 650 | Bare Steel | 1987-01-01 | Copper | Suction (American)
9057085 | RU12 | [5 empty] | Removed from Ground | Gas (Historical Use) | 6000 | Bare Steel | 1980-05-01 | Galvanized Steel | Safe Suction (Euro)
9057087 | 1 |  | 1994-07-05 |  | 1994-07-05 |  | Currently in Use | Gas (Historical Use) | 8000 | Steel-Impressed Current | 1994-07-05 | Fiberglass Reinforced Plastic | Pressurized
9057087 | 2 |  | 1994-07-05 |  | 1994-07-05 |  | Currently in Use | Gas (Historical Use) | 6000 | Steel-Impressed Current | 1994-07-05 | Fiberglass Reinforced Plastic | Pressurized
9057089 | 1 | [5 empty] | Removed from Ground | Empty | 4000 | Bare Steel | 1995-08-14 | Galvanized Steel | Suction (American)
9057089 | 2 | [5 empty] | Removed from Ground | Empty | 2000 | Bare Steel | 1995-08-14 | Galvanized Steel | Suction (American)
9057089 | 3 | [5 empty] | Removed from Ground | Empty | 2000 | Bare Steel | 1995-08-14 | Galvanized Steel | Suction (American)
9057090 | 1 | [5 empty] | Removed from Ground | Gas (Historical Use) | 10000 | Fiberglass | 1987-01-01 | Galvanized Steel | Suction (American)
9057090 | 2 | [5 empty] | Removed from Ground | Diesel | 10000 | Fiberglass | 1987-01-01 | Galvanized Steel | Suction (American)
9057091 | 1 |  | 1999-12-17 | no | 1999-12-17 | no | Temporarily out of use | Diesel | 10000 | Steel-Impressed Current | 1986-08-14 |  | Suction (American)
9057092 | 1 | Flapper Valve | 1988-06-01 |  | 1988-09-01 |  | Currently in Use | Gas (Historical Use) | 10000 | Steel-Impressed Current | 1988-09-01 | Steel (Impressed Current) | Pressurized
9057092 | 2 | Flapper Valve | 1998-06-01 |  | 1988-09-01 |  | Currently in Use | Gas (Historical Use) | 10000 | Steel-Impressed Current | 1988-09-01 | Steel (Impressed Current) | Pressurized
9057092 | 3 | Flapper Valve | 1998-06-01 |  | 1988-09-01 |  | Currently in Use | Diesel | 6000 | Steel-Impressed Current | 1988-09-01 | Steel (Impressed Current) | Pressurized
9057093 | 1 |  | 1997-08-16 |  | 1997-08-16 |  | Currently in Use | Gas (Historical Use) | 2000 | Steel-Impressed Current | 1970-01-01 | Steel (Impressed Current) | Safe Suction (Euro)
9057093 | 2 |  | 1997-08-16 |  | 1997-08-16 |  | Currently in Use | Gas (Historical Use) | 2000 | Steel-Impressed Current | 1970-01-01 | Steel (Impressed Current) | Safe Suction (Euro)
9057094 | 1 | Ball Float | 1998-11-01 | no | 1998-11-01 | no | Currently in Use | Gas (Historical Use) | 6110 | Galvanic (STIP-3) | 1987-06-01 | Cathodically Protected | Pressurized
9057094 | 2 | Ball Float | 1998-11-01 | no | 1998-11-01 | no | Currently in Use | Gas (Historical Use) | 6110 | Galvanic (STIP-3) | 1987-06-01 | Cathodically Protected | Pressurized
9057094 | 3 | Ball Float | 1998-11-01 |  | 1998-11-01 |  | Currently in Use | Gas (Historical Use) | 6110 | Galvanic (STIP-3) | 1987-06-01 | Cathodically Protected | Pressurized
9057095 | 1 |  | 1994-08-01 |  | 1994-08-01 |  | Temporarily out of use | Diesel | 10000 | Cathodically Protected Steel | 1994-08-01 | Cathodically Protected | Safe Suction (Euro)
9057096 | 1 | [5 empty] | Removed from Ground | Gas (Historical Use) | 10000 | Cathodically Protected Steel | 1988-01-01 | Galvanized Steel | Suction (American)
9057096 | 2 | [5 empty] | Removed from Ground | Gas (Historical Use) | 10000 | Cathodically Protected Steel | 1988-01-01 | Galvanized Steel | Suction (American)
9057097 | 1 | [5 empty] | Closed in Ground | Gas (Historical Use) | 0 | Not Marked/Unknown |  | Not Marked
9057097 | 2 |  |  | no |  | no | Removed from Ground | Not Marked/Tank Removed | 0 | Unknown | 2002-04-24 | Unknown
9057097 | 3 |  |  | no |  | no | Removed from Ground | Not Marked/Tank Removed | 0 | Unknown | 2002-04-24 | Unknown
9057098 | 1 | Ball Float | 1995-11-01 |  | 1995-11-01 |  | Currently in Use | Gas (Historical Use) | 20000 | Composite | 1995-10-13 | Double-Walled Flex | Pressurized
9057098 | 2 | Flapper Valve | 1995-11-01 |  | 1995-11-01 |  | Currently in Use | Gas (Historical Use) | 10000 | Composite | 1995-10-13 | Double-Walled Flex | Pressurized
9057098 | 3 | Ball Float | 1995-11-01 |  | 1995-11-01 |  | Currently in Use | Diesel | 20000 | Composite | 1995-10-13 | Double-Walled Flex | Pressurized
9057098 | 4 | Ball Float | 1995-11-01 |  | 1995-11-01 |  | Currently in Use | Kerosene | 4000 | Composite | 1995-10-13 | Double-Walled Flex | Pressurized
9057099 | 1 | [5 empty] | Removed from Ground | Gas (Historical Use) | 4000 | Marked Unknown | 1995-12-05 | Unknown
9057099 | 2 | [5 empty] | Removed from Ground | Gas (Historical Use) | 4000 | Marked Unknown | 1995-12-01 | Unknown
9057099 | 3 | Flapper Valve | 1997-09-22 | no | 1997-09-22 | no | Currently in Use | Regular | 10000 | Galvanic (STIP-3) | 1997-09-22 | Fiberglass Reinforced Plastic | Suction (American)
9057099 | 4 | Flapper Valve | 1997-09-22 | no | 1997-09-22 | no | Currently in Use | Premium | 8000 | Galvanic (STIP-3) | 1997-09-22 | Fiberglass Reinforced Plastic | Suction (American)
9057107 | 1 |  | 1996-06-05 |  | 1996-06-05 |  | Currently in Use | Gas (Historical Use) | 10000 | Galvanic (STIP-3) | 1996-06-05 | Double Walled
9057107 | 2 |  | 1996-06-05 |  | 1996-06-05 |  | Currently in Use | Gas (Historical Use) | 10000 | Galvanic (STIP-3) | 1996-06-05 | Double Walled
9057107 | 3 |  | 1996-06-05 |  | 1996-06-05 |  | Currently in Use | Gas (Historical Use) | 10000 | Galvanic (STIP-3) | 1996-06-05 | Double Walled
9057108 | 1 | [5 empty] | Removed from Ground | Gas (Historical Use) | 0 | Marked Unknown |  | Unknown
9057108 | 2 | [5 empty] | Removed from Ground | Gas (Historical Use) | 0 | Marked Unknown |  | Unknown
9057108 | 3 | [5 empty] | Removed from Ground | Gas (Historical Use) | 0 | Marked Unknown |  | Unknown
9057108 | 4 | [5 empty] | Removed from Ground | Gas (Historical Use) | 0 | Marked Unknown |  | Unknown
9057110 | 1 | Ball Float | 1996-07-01 | no | 1996-07-01 | no | Currently in Use | Gas (Historical Use) | 20000 | Composite | 1996-07-10 | Double Walled | Pressurized
9057110 | 2 | Ball Float | 1996-07-01 | no | 1996-07-01 | no | Currently in Use | Gas (Historical Use) | 10000 | Composite | 1996-07-10 | Double Walled | Pressurized
9057110 | 3 | Ball Float | 1996-07-01 | no | 1996-07-01 | no | Currently in Use | Diesel | 12000 | Composite | 1996-07-10 | Double Walled | Pressurized
9057110 | 4 | Ball Float | 1996-07-01 | no | 1996-07-01 | no | Currently in Use | Kerosene | 4000 | Composite | 1996-07-10 | Double Walled | Pressurized
9057111 | 1 | [5 empty] | Removed from Ground | Diesel | 3000 | Not Marked/Unknown |  | Not Marked
9057112 | 1 | [5 empty] | Removed from Ground | Gas (Historical Use) | 1160 | Marked Unknown | 1996-10-17 | Unknown
9057112 | 2 | [5 empty] | Removed from Ground | Diesel | 1160 | Marked Unknown | 1996-10-17 | Unknown
9057112 | 3 | [5 empty] | Removed from Ground | Used Oil | 1000 | Marked Unknown | 1996-10-17 | Unknown
9057115 | 1 | Ball Float | 1996-12-14 |  | 1996-12-14 |  | Currently in Use | Gas (Historical Use) | 10000 | Composite | 1996-12-12 | Double Walled | Pressurized
9057115 | 2 | Ball Float | 1996-12-14 |  | 1996-12-14 |  | Currently in Use | Gas (Historical Use) | 10000 | Composite | 1996-12-12 | Double Walled | Pressurized
9057115 | 3 | Ball Float | 1996-12-14 |  | 1996-12-14 |  | Currently in Use | Gas (Historical Use) | 10000 | Composite | 1996-12-12 | Double Walled | Pressurized
9057116 | 1 |  | 1990-06-25 |  | 1990-06-25 |  | Temporarily out of use | Diesel | 20000 | Steel-Impressed Current | 1990-06-25 | Fiberglass Reinforced Plastic | Pressurized
9057117 | 1 | [5 empty] | Removed from Ground | Gas (Historical Use) | 1000 | Bare Steel | 1981-01-01 | Bare Steel | Suction (American)
9057117 | 2 | [5 empty] | Removed from Ground | Diesel | 550 | Bare Steel |  | Bare Steel | Suction (American)
9057117 | 3 | [5 empty] | Removed from Ground | Other | 550 | Bare Steel |  | Bare Steel | Pressurized
9057117 | 4 | [5 empty] | Removed from Ground | Other | 550 | Bare Steel |  | Bare Steel | Pressurized
9057117 | 5 |  |  | yes |  | yes | Removed from Ground | Used Oil | 550 | Bare Steel |  | Bare Steel | Gravity Fed
9057119 | 1 | Ball Float | 1997-09-01 | no | 1997-09-01 | no | Currently in Use | E-85 | 15000 | Composite | 1997-09-01 | Fiberglass Reinforced Plastic | Pressurized
9057119 | 2 | Ball Float | 1997-09-01 | no | 1997-09-01 | no | Currently in Use | Premium | 10000 | Composite | 1997-09-01 | Fiberglass Reinforced Plastic | Pressurized
9057119 | 3 | Ball Float | 1997-09-01 | no | 1997-09-01 | no | Currently in Use | Diesel | 8000 | Composite | 1997-09-01 | Fiberglass Reinforced Plastic | Pressurized
9057120 | 1 | [5 empty] | Permanently Out Of Use | Gas (Historical Use) | 1000 | Marked Unknown | 1955-01-01 | Unknown
9057120 | 2 | [5 empty] | Permanently Out Of Use | Gas (Historical Use) | 1000 | Marked Unknown | 1955-01-01 | Unknown
9057120 | 3 | [5 empty] | Permanently Out Of Use | Gas (Historical Use) | 1000 | Marked Unknown | 1955-01-01 | Unknown
9057120 | 4 | [5 empty] | Permanently Out Of Use | Gas (Historical Use) | 1000 | Marked Unknown | 1955-01-01 | Unknown
9057120 | 5 | [5 empty] | Permanently Out Of Use | Kerosene | 500 | Marked Unknown | 1955-01-01 | Unknown
9057120 | 6 |  |  | yes |  | yes | Permanently Out Of Use | Used Oil | 500 | Marked Unknown | 1955-01-01 | Unknown
9057122 | 1 | [5 empty] | Removed from Ground | Gas (Historical Use) | 1000 | Bare Steel | 1998-04-21 | Not Marked
9057122 | 2 | [5 empty] | Removed from Ground | Gas (Historical Use) | 1000 | Bare Steel | 1998-04-21 | Not Marked
9057122 | 3 | [5 empty] | Removed from Ground | Gas (Historical Use) | 1000 | Bare Steel | 1998-04-21 | Not Marked
9057123 | 1 | [5 empty] | Removed from Ground | Gas (Historical Use) | 3000 | Not Marked/Unknown | 1998-05-01 | Not Marked
9057123 | 2 | [5 empty] | Removed from Ground | Gas (Historical Use) | 3000 | Not Marked/Unknown | 1998-05-01 | Not Marked
9057123 | 3 | [5 empty] | Removed from Ground | Gas (Historical Use) | 1000 | Not Marked/Unknown | 1998-05-01 | Not Marked
9057123 | 4 | [5 empty] | Removed from Ground | Diesel | 500 | Not Marked/Unknown | 1998-05-01 | Not Marked
9057124 | 1 | [5 empty] | Removed from Ground | Gas (Historical Use) | 2000 | Bare Steel | 1998-06-16 | Galvanized Steel | Suction (American)
9057124 | 2 | [5 empty] | Removed from Ground | Diesel | 2000 | Bare Steel | 1998-06-16 | Galvanized Steel | Suction (American)
9057124 | 3 | [5 empty] | Removed from Ground | Diesel | 1000 | Bare Steel | 1998-07-06 | Bare Steel | Suction (American)
9057125 | 1 | [5 empty] | Removed from Ground | Other | 0 | Not Marked/Unknown | 1998-08-06 | Not Marked
9057125 | 2 | [5 empty] | Removed from Ground | Other | 0 | Not Marked/Unknown | 1998-08-06 | Not Marked
9057126 | 1 | Ball Float | 1998-03-01 |  | 1998-03-01 |  | Currently in Use | Gas (Historical Use) | 12000 | Fiberglass | 1998-03-01 | Fiberglass Reinforced Plastic | Pressurized
9057126 | 2 | Ball Float | 1998-03-01 |  | 1998-03-01 |  | Currently in Use | Gas (Historical Use) | 8000 | Fiberglass | 1998-03-01 | Fiberglass Reinforced Plastic | Pressurized
9057126 | 3 | Ball Float | 1998-03-01 |  | 1998-03-01 |  | Currently in Use | Diesel | 6000 | Fiberglass | 1998-03-01 | Fiberglass Reinforced Plastic | Pressurized
9057127 | 1 | [5 empty] | Removed from Ground | Gas (Historical Use) | 0 | Bare Steel | 1930-01-01 | Not Marked
9057127 | 2 | [5 empty] | Removed from Ground | Gas (Historical Use) | 0 | Not Marked/Unknown | 1930-01-01 | Not Marked
9057130 | 1 |  | 1997-07-02 |  | 1997-07-02 |  | Currently in Use | Gas (Historical Use) | 8000 | Galvanic (STIP-3) | 1997-07-01 | Cathodically Protected | Pressurized
9057130 | 2 |  | 1997-07-02 |  | 1997-07-02 |  | Currently in Use | Gas (Historical Use) | 8000 | Galvanic (STIP-3) | 1997-07-01 | Cathodically Protected | Pressurized
9057130 | 3 |  | 1997-07-02 |  | 1997-07-02 |  | Currently in Use | Diesel | 8000 | Galvanic (STIP-3) | 1997-07-01 | Cathodically Protected | Pressurized
9057131 | 1 | [5 empty] | Removed from Ground | Gas (Historical Use) | 1000 | Bare Steel | 1998-06-01 | Bare Steel
9057132 | 1 |  |  | yes |  | yes | Removed from Ground | Used Oil | 250 | Not Marked/Unknown | 1998-12-30 | Not Marked
9057133 | 1 |  | 1988-12-01 |  | 1988-12-01 |  | Currently in Use | Gas (Historical Use) | 6000 | Galvanic (STIP-3) | 1999-05-06 | Fiberglass Reinforced Plastic | Pressurized
9057133 | 2 |  | 1988-12-01 |  | 1988-12-01 |  | Currently in Use | Diesel | 6000 | Galvanic (STIP-3) | 1999-05-06 | Fiberglass Reinforced Plastic | Pressurized
9057133 | 3 |  | 1988-12-01 |  | 1988-12-01 |  | Currently in Use | Gas (Historical Use) | 6000 | Galvanic (STIP-3) | 1999-05-06 | Fiberglass Reinforced Plastic | Pressurized
9057133 | 4 |  | 1988-12-01 |  | 1988-12-01 |  | Currently in Use | Diesel | 12000 | Galvanic (STIP-3) | 1999-05-06 | Fiberglass Reinforced Plastic | Pressurized
9057133 | 5 | Ball Float | 2006-07-01 | no | 2006-07-01 | no | Currently in Use | Diesel | 12000 | Composite | 2006-07-01 | Fiberglass Reinforced Plastic | Pressurized
9057133 | 6 | Ball Float | 2006-07-01 | no | 2006-07-01 | no | Currently in Use | Diesel | 12000 | Composite | 2006-07-01 | Fiberglass Reinforced Plastic | Pressurized
9057133 | 7 |  | 2007-02-01 | no | 2007-02-01 | no | Currently in Use | Diesel | 20000 | Composite | 2007-02-01 | Fiberglass Reinforced Plastic | Safe Suction (Euro)
9057133 | 8 |  | 2007-02-01 | no | 2007-02-01 | no | Currently in Use | Diesel | 20000 | Composite | 2007-02-01 | Fiberglass Reinforced Plastic | Safe Suction (Euro)
9057133 | 9 |  | 2007-02-01 | no | 2007-02-01 | no | Currently in Use | Diesel | 20000 | Composite | 2007-02-01 | Fiberglass Reinforced Plastic | Pressurized
9057134 | 1 | [5 empty] | Removed from Ground | Diesel | 1000 | Not Marked/Unknown | 1999-07-21 | Not Marked
9057135 | 1 | [5 empty] | Removed from Ground | Gas (Historical Use) | 500 | Bare Steel | 2000-05-20 | Unknown
9057136 | 1 |  | 2001-05-25 |  | 2001-05-25 | yes | Currently in Use | Gas (Historical Use) | 15000 | Composite | 2001-05-25 | Fiberglass Reinforced Plastic | Pressurized
9057136 | 2 |  | 2001-05-25 |  | 2001-05-25 | yes | Currently in Use | Gas (Historical Use) | 8000 | Composite | 2001-05-25 | Fiberglass Reinforced Plastic | Pressurized
9057136 | 3A |  | 2001-05-25 |  | 2001-05-25 | yes | Currently in Use | Gas (Historical Use) | 3000 | Composite | 2001-05-25 | Fiberglass Reinforced Plastic | Pressurized
9057136 | 3B |  | 2001-05-25 |  | 2001-05-25 | yes | Currently in Use | Diesel | 1000 | Composite | 2001-05-25 | Fiberglass Reinforced Plastic | Safe Suction (Euro)
9057137 | 1 |  | 2001-10-15 |  | 2001-10-15 |  | Currently in Use | Gas (Historical Use) | 12000 | Epoxy | 2001-10-15 | Fiberglass Reinforced Plastic | Pressurized
9057137 | 2 |  | 2001-10-15 |  | 2001-10-15 |  | Currently in Use | Gas (Historical Use) | 8000 | Epoxy | 2001-10-15 | Fiberglass Reinforced Plastic | Pressurized
9057137 | 3 |  | 2001-10-15 |  | 2001-10-15 |  | Currently in Use | Diesel | 12000 | Epoxy | 2001-10-15 | Fiberglass Reinforced Plastic | Pressurized
9057138 | 1 |  | 2001-07-01 |  | 2001-07-01 |  | Temporarily out of use | Gas (Historical Use) | 10000 | Double Walled | 2001-07-01 | Double Walled | Pressurized
9057138 | 2 |  | 2001-07-01 |  | 2001-07-01 |  | Temporarily out of use | Gas (Historical Use) | 20000 | Double Walled | 2001-07-01 | Double Walled | Pressurized
9058001 | 1 | [5 empty] | Removed from Ground | Gas (Historical Use) | 2000 | Bare Steel | 1993-03-08 | Galvanized Steel
9058001 | 2 | [5 empty] | Removed from Ground | Gas (Historical Use) | 2000 | Bare Steel | 1993-03-08 | Galvanized Steel
9058001 | 3 | [5 empty] | Removed from Ground | Gas (Historical Use) | 3000 | Bare Steel | 1993-03-08 | Galvanized Steel
9058001 | 4 | [5 empty] | Removed from Ground | Diesel | 1000 | Bare Steel | 1993-03-08 | Galvanized Steel
9058002 | 1 | Ball Float | 2005-01-06 | no | 2005-01-06 | yes | Currently in Use | Regular | 8000 | Lined Interior | 1998-11-03 | Steel (Impressed Current) | Pressurized
9058002 | 2 | Ball Float | 2005-01-06 | no | 2005-01-06 | yes | Currently in Use | Premium | 4010 | Lined Interior | 1998-11-03 | Steel (Impressed Current) | Pressurized
9058002 | 3 | Ball Float | 2005-01-06 | no | 2005-01-06 | yes | Currently in Use | Diesel | 5000 | Lined Interior | 1998-11-03 | Steel (Impressed Current) | Pressurized
9058004 | 1 | Ball Float | 1994-12-22 |  | 1994-12-22 |  | Currently in Use | Diesel | 8000 | Composite | 1986-12-15 | Fiberglass Reinforced Plastic | Pressurized
9058004 | 2 | Ball Float | 1994-12-22 |  | 1994-12-22 |  | Currently in Use | Gas (Historical Use) | 8000 | Composite | 1986-12-15 | Fiberglass Reinforced Plastic | Pressurized
9058004 | 3 | Ball Float | 1994-12-22 |  | 1994-12-22 |  | Currently in Use | Gas (Historical Use) | 8000 | Composite | 1986-12-15 | Fiberglass Reinforced Plastic | Pressurized
9058005 | 1 | Ball Float | 1993-06-15 | no | 1993-06-15 | no | Currently in Use | Regular | 10000 | Galvanic (STIP-3) | 1993-04-15 | Galvanized Steel | Pressurized
9058007 | 1 |  |  | yes |  | yes | Removed from Ground | Used Oil | 750 | Bare Steel | 1987-01-01 | Galvanized Steel
9058008 | 1 | Ball Float | 1997-11-01 | no | 1997-11-01 | no | Currently in Use | Diesel | 10000 | Steel-Impressed Current | 1982-03-31 | Steel (Impressed Current) | Suction (American)
9058008 | 2 | Ball Float | 1994-12-14 | no | 1994-12-14 | no | Currently in Use | Regular | 10000 | Steel-Impressed Current | 1982-03-31 | Steel (Impressed Current) | Pressurized
9058008 | 3 | Ball Float | 1994-12-14 | no | 1994-12-14 | no | Currently in Use | Premium | 10000 | Steel-Impressed Current | 1982-03-31 | Steel (Impressed Current) | Pressurized
9058008 | 4 | Ball Float | 1994-12-14 | no | 1994-12-14 | no | Currently in Use | Premium | 6000 | Steel-Impressed Current | 1982-03-31 | Steel (Impressed Current) | Pressurized
9058010 | 1 | Overfill Alarm | 1989-01-01 | no | 1989-01-01 | no | Currently in Use | Gas (Historical Use) | 8000 | Composite | 1989-01-01 | Fiberglass Reinforced Plastic | Pressurized
9058010 | 2 | Overfill Alarm | 1989-01-01 | no | 1989-01-01 | no | Currently in Use | Gas (Historical Use) | 8000 | Composite | 1989-01-01 | Fiberglass Reinforced Plastic | Pressurized
9058010 | 3 | Overfill Alarm | 1989-01-01 | no | 1989-01-01 | no | Currently in Use | Gas (Historical Use) | 10000 | Composite | 1989-01-01 | Fiberglass Reinforced Plastic | Pressurized
9058011 | 1 |  | 1993-11-10 |  | 1993-11-10 |  | Removed from Ground | Diesel | 10000 | Cathodically Protected Steel | 1988-01-01 | Fiberglass Reinforced Plastic | Pressurized
9058011 | 2 |  | 1993-11-10 |  | 1993-11-10 |  | Removed from Ground | Gas (Historical Use) | 10000 | Cathodically Protected Steel | 1988-01-01 | Fiberglass Reinforced Plastic | Pressurized
9058011 | 3 |  | 1993-11-10 |  | 1993-11-10 |  | Removed from Ground | Gas (Historical Use) | 10000 | Cathodically Protected Steel | 1988-01-01 | Fiberglass Reinforced Plastic | Pressurized
9058011 | 4 |  | 1993-11-10 |  | 1993-11-10 |  | Removed from Ground | Gas (Historical Use) | 10000 | Cathodically Protected Steel | 1988-01-01 | Fiberglass Reinforced Plastic | Pressurized
9058011 | 5 |  | 1993-11-10 |  | 1993-11-10 |  | Removed from Ground | Kerosene | 5000 | Cathodically Protected Steel | 1988-01-01 | Fiberglass Reinforced Plastic | Pressurized
9058011 | 6 |  | 1998-12-01 | no | 1998-12-01 | no | Currently in Use | Gas (Historical Use) | 10000 |  | 1998-12-01 | Double Walled | Pressurized
9058011 | 7 |  | 1998-12-01 |  | 1998-12-01 |  | Currently in Use | Gas (Historical Use) | 10000 | Double Walled | 1998-12-01 | Double Walled | Pressurized
9058011 | 8 |  | 1998-12-01 |  | 1998-12-01 |  | Currently in Use | Gas (Historical Use) | 10000 | Double Walled | 1998-12-01 | Double Walled | Pressurized
9058012 | 1 |  |  | yes |  | yes | Removed from Ground | Used Oil | 500 | Bare Steel | 1972-01-01 | Unknown
9058013 | 1 | [5 empty] | Removed from Ground | Gas (Historical Use) | 550 | Bare Steel | 1966-01-01 | Galvanized Steel
9058013 | 2 | [5 empty] | Removed from Ground | Gas (Historical Use) | 550 | Bare Steel | 1966-01-01 | Galvanized Steel
9058014 | 1 |  | 1988-07-01 | no | 1988-07-01 | no | Temporarily out of use | Diesel | 10000 | Galvanic (STIP-3) | 1988-07-01 | Fiberglass Reinforced Plastic | Pressurized
9058014 | 2 |  | 1988-07-01 |  | 1988-07-01 |  | Removed from Ground | Kerosene | 3000 | Cathodically Protected Steel | 1988-07-01 | Fiberglass Reinforced Plastic | Suction (American)
9058014 | 3 |  | 1988-07-01 | no | 1988-07-01 | no | Temporarily out of use | Gas (Historical Use) | 8000 | Galvanic (STIP-3) | 1988-07-01 | Fiberglass Reinforced Plastic | Pressurized
9058014 | 4 |  | 1988-07-01 | no | 1988-07-01 | no | Temporarily out of use | Gas (Historical Use) | 8000 | Galvanic (STIP-3) | 1988-07-01 | Fiberglass Reinforced Plastic | Pressurized
9058014 | 5 |  | 1988-07-01 | no | 1988-07-01 | no | Temporarily out of use | Gas (Historical Use) | 10000 | Galvanic (STIP-3) | 1988-07-01 | Fiberglass Reinforced Plastic | Pressurized
9058015 | 4201 | Ball Float | 1990-08-15 | no | 1990-08-15 | no | Currently in Use | E-10 | 10000 | Composite | 1990-08-15 | Fiberglass Reinforced Plastic | Pressurized
9058015 | 4202 |  | 1990-08-15 | no | 1990-08-15 | no | Temporarily out of use | E-10 | 10000 | Composite | 1990-08-15 | Fiberglass Reinforced Plastic | Pressurized
9058015 | 4203 |  | 1990-08-15 | no | 1990-08-15 | no | Currently in Use | E-10 | 10000 | Composite | 1990-08-15 | Fiberglass Reinforced Plastic | Pressurized
9058015 | 4204 | Ball Float | 1990-08-15 | no | 1990-08-15 | no | Currently in Use | E-10 | 8000 | Composite | 1990-08-15 | Fiberglass Reinforced Plastic | Pressurized
9058016 | 1 | [5 empty] | Removed from Ground | Diesel | 560 | Bare Steel | 1981-06-01 | Galvanized Steel | Suction (American)
9058016 | 2 | [5 empty] | Removed from Ground | Gas (Historical Use) | 2000 | Cathodically Protected Steel | 1991-06-01 | Cathodically Protected | Safe Suction (Euro)
9058016 | 3 |  | 1991-11-08 |  | 1991-11-08 |  | Removed from Ground | Diesel | 1000 | Cathodically Protected Steel | 1991-11-08 | Cathodically Protected | Safe Suction (Euro)
9058016 | 4 |  | 1991-11-08 |  | 1991-11-08 |  | Removed from Ground | Gas (Historical Use) | 1000 | Cathodically Protected Steel | 1991-11-08 | Cathodically Protected | Safe Suction (Euro)
9058018 | D | Overfill Alarm | 1995-05-01 | no | 1995-05-01 | no | Currently in Use | Diesel | 8000 | Galvanic (STIP-3) | 1988-06-01 | Fiberglass Reinforced Plastic | Pressurized
9058018 | K-1 | Overfill Alarm | 1995-05-01 | no | 1995-05-01 | no | Currently in Use | Diesel | 8000 | Galvanic (STIP-3) | 1988-06-01 | Fiberglass Reinforced Plastic | Suction (American)
9058018 | PREM | Overfill Alarm | 1995-05-01 | no | 1995-05-01 | no | Currently in Use | Premium | 8000 | Galvanic (STIP-3) | 1988-06-01 | Fiberglass Reinforced Plastic | Pressurized
9058018 | UL | Overfill Alarm | 1995-05-01 | no | 1995-05-01 | no | Currently in Use | Regular | 8000 | Galvanic (STIP-3) | 1988-06-01 | Fiberglass Reinforced Plastic | Pressurized
9058018 | ULP | Overfill Alarm | 1995-05-01 | no | 1995-05-01 | no | Currently in Use | Plus | 8000 | Galvanic (STIP-3) | 1988-06-01 | Fiberglass Reinforced Plastic | Pressurized
9058019 | 1 | Ball Float | 1993-05-11 | no | 1993-05-11 | no | Currently in Use | Regular | 10000 | Galvanic (STIP-3) | 1993-05-11 | Fiberglass Reinforced Plastic | Pressurized
9058019 | 2 | Ball Float | 1993-05-11 | no | 1993-05-11 | no | Currently in Use | Premium | 8000 | Galvanic (STIP-3) | 1993-05-11 | Fiberglass Reinforced Plastic | Pressurized
9058020 | 5 | [5 empty] | Removed from Ground | Empty | 2000 | Bare Steel | 1968-01-01 | Galvanized Steel
9058020 | 6 | [5 empty] | Removed from Ground | Empty | 2000 | Bare Steel | 1968-01-01 | Galvanized Steel
9058021 | 1 | Overfill Alarm | 1998-01-14 | no | 1998-01-14 | no | Currently in Use | Regular | 10000 | Composite | 1998-01-14 | Fiberglass Reinforced Plastic | Safe Suction (Euro)
9058021 | 2 |  |  | no |  | no | Removed from Ground |  | 1000 |  | 2013-06-13 | Unknown
9058021 | 3 |  |  | no |  | no | Removed from Ground |  | 2000 |  | 2013-08-30
9058021 | 4SO |  |  | no |  | no | Removed from Ground | Gas (Historical Use) | 2000 | Bare Steel | 1976-01-01 | Galvanized Steel
9058021 | 5 |  |  | no |  | no | Removed from Ground |  | 1000 |  | 2016-01-04
9058023 | 1 | [5 empty] | Removed from Ground | Gas (Historical Use) | 8000 | Bare Steel | 1981-01-01 | Galvanized Steel | Safe Suction (Euro)
9058023 | 2 |  | 1994-04-19 |  | 1994-04-19 |  | Removed from Ground | Gas (Historical Use) | 8000 | Unknown | 1994-04-19 | Cathodically Protected | Suction (American)
9058024 | 1 | Flapper Valve | 1996-01-01 | no | 1996-01-01 | no | Currently in Use | Regular | 2000 | Steel-Impressed Current | 1988-02-01 | Steel (Impressed Current) | Suction (American)
9058024 | 2 | Flapper Valve | 1996-01-01 | no | 1996-01-01 | no | Currently in Use | Diesel | 2000 | Steel-Impressed Current | 1988-02-01 | Steel (Impressed Current) | Suction (American)
9058025 | 1 | [5 empty] | Removed from Ground | Gas (Historical Use) | 3000 | Bare Steel | 1975-01-01 | Galvanized Steel
9058025 | 2 | [5 empty] | Removed from Ground | Empty | 1000 | Bare Steel | 1973-01-01 | Galvanized Steel
9058025 | 3 | [5 empty] | Removed from Ground | Diesel | 2000 | Bare Steel | 1973-01-01 | Galvanized Steel
9058026 | 1 |  | 1989-01-01 | no | 1989-01-01 | no | Removed from Ground | Gas (Historical Use) | 12000 | Composite Double Walled | 1989-01-01 | Flex | Pressurized
9058026 | 2 |  | 1989-01-01 | no | 1989-01-01 | no | Removed from Ground | Diesel | 12000 | Composite Double Walled | 1989-01-01 | Flex | Pressurized
9058026 | 3 |  | 1989-01-01 | no | 1989-01-01 | no | Removed from Ground | Gas (Historical Use) | 12000 | Composite Double Walled | 1989-01-01 | Flex | Pressurized
9058027 | 1 |  | 1989-01-01 |  | 1989-01-01 |  | Removed from Ground | Gas (Historical Use) | 10000 | Fiberglass | 1989-01-01 | Fiberglass Reinforced Plastic | Pressurized
9058027 | 2 |  | 1989-01-01 |  | 1988-01-01 |  | Removed from Ground | Gas (Historical Use) | 10000 | Fiberglass | 1989-01-01 | Fiberglass Reinforced Plastic | Pressurized
9058027 | 3 |  | 1989-01-01 |  | 1989-01-01 |  | Removed from Ground | Gas (Historical Use) | 10000 | Fiberglass | 1989-01-01 | Fiberglass Reinforced Plastic | Pressurized
9058027 | 4 |  | 1997-01-01 | no | 1997-01-01 | no | Removed from Ground | Diesel | 10000 | Fiberglass | 1997-10-01 | Fiberglass Reinforced Plastic | Pressurized
9058028 | 1 | [5 empty] | Removed from Ground | Gas (Historical Use) | 2000 | Bare Steel | 1991-12-18 | Not Marked
9058029 | DUMMY | [5 empty] | Permanently Out of Use - historical purposes | Gas (Historical Use) | 0 | Marked Unknown |  | Unknown
9058032 | 1 | [5 empty] | Removed from Ground | Gas (Historical Use) | 2000 | Marked Unknown | 1991-09-05 | Unknown
9058032 | 2 | [5 empty] | Removed from Ground | Diesel | 1000 | Marked Unknown | 1991-09-05 | Unknown
9058033 | 1 |  |  | no |  | no | Removed from Ground | Gas (Historical Use) | 8000 | Composite | 1993-09-16 | Fiberglass Reinforced Plastic
9058033 | 2 |  |  | no |  | no | Removed from Ground |  | 8000 | Composite | 1993-09-16 | Fiberglass Reinforced Plastic
9058033 | 3 | Overfill Alarm | 2006-05-15 | no | 2006-05-15 | no | Currently in Use | Regular | 10000 | Composite | 2006-05-15 | Fiberglass Reinforced Plastic | Safe Suction (Euro)
9058033 | 4 | Overfill Alarm | 2006-05-15 | no | 2006-05-15 | no | Currently in Use | Diesel | 10000 | Composite | 2006-05-15 | Fiberglass Reinforced Plastic | Safe Suction (Euro)
9058034 | 401058 | Flapper Valve | 1993-12-31 | no | 1993-12-31 | yes | Currently in Use | Diesel | 10000 | Composite | 1993-12-29 | Fiberglass Reinforced Plastic | Safe Suction (Euro)
9058035 | 5001 | Ball Float | 1995-01-01 |  | 1995-01-01 |  | Currently in Use | Gas (Historical Use) | 10000 | Galvanic (STIP-3) | 1986-12-01 | Fiberglass Reinforced Plastic | Pressurized
9058035 | 5002 | Ball Float | 1995-01-01 |  | 1995-01-01 |  | Currently in Use | Gas (Historical Use) | 10000 | Galvanic (STIP-3) | 1986-12-01 | Fiberglass Reinforced Plastic | Pressurized
9058035 | 5003 | Ball Float | 1995-01-01 |  | 1995-01-01 |  | Currently in Use | Diesel | 8000 | Galvanic (STIP-3) | 1986-12-01 | Fiberglass Reinforced Plastic | Pressurized
9058079 | 1 | Ball Float | 1996-12-16 | no | 1996-12-16 | no | Currently in Use | Regular | 8000 | Galvanic (STIP-3) | 1987-05-01 | Fiberglass Reinforced Plastic | Pressurized
9058079 | 2 |  | 1996-12-16 |  | 1996-12-16 |  | Currently in Use | Gas (Historical Use) | 8000 | Galvanic (STIP-3) | 1987-05-01 | Fiberglass Reinforced Plastic | Pressurized
9058079 | 3 |  | 1996-12-16 |  | 1996-12-16 |  | Currently in Use | Gas (Historical Use) | 6000 | Galvanic (STIP-3) | 1987-05-01 | Fiberglass Reinforced Plastic | Pressurized
9058079 | 4 |  | 1996-12-16 |  | 1996-12-16 |  | Currently in Use | Diesel | 6000 | Galvanic (STIP-3) | 1987-05-01 | Fiberglass Reinforced Plastic | Safe Suction (Euro)
9058080 | 1 | [5 empty] | Removed from Ground | Gas (Historical Use) | 5000 | Bare Steel | 1993-05-28 | Bare Steel | Suction (American)
9058080 | 2 | [5 empty] | Removed from Ground | Gas (Historical Use) | 5000 | Bare Steel | 1993-05-28 | Bare Steel | Suction (American)
9058080 | 3 | [5 empty] | Removed from Ground | Kerosene | 500 | Bare Steel | 1993-05-28 | Bare Steel | Suction (American)
9058081 | 1 | [5 empty] | Removed from Ground | Gas (Historical Use) | 5000 | Bare Steel | 1961-04-24 | Bare Steel | Suction (American)
9058081 | 2 | [5 empty] | Removed from Ground | Gas (Historical Use) | 4000 | Bare Steel | 1961-04-24 | Bare Steel | Suction (American)
9058081 | 3 | [5 empty] | Removed from Ground | Gas (Historical Use) | 4000 | Bare Steel | 1961-04-24 | Bare Steel | Suction (American)
9058081 | 4 | [5 empty] | Removed from Ground | Diesel | 7500 | Bare Steel | 1961-04-24 | Bare Steel | Suction (American)
9058081 | 5 | [5 empty] | Removed from Ground | Diesel | 3000 | Bare Steel | 1961-04-24 | Bare Steel | Suction (American)
9058081 | 6 | [5 empty] | Removed from Ground | Kerosene | 3000 | Bare Steel | 1994-04-08 | Bare Steel | Suction (American)
9058082 | 1 |  |  | yes |  | yes | Removed from Ground | Used Oil | 1000 | Not Marked/Unknown | 1994-03-11 | Not Marked
9058083 | 1 |  |  | yes |  | yes | Removed from Ground | Used Oil | 550 | Bare Steel | 1994-04-07 | Galvanized Steel | Gravity Fed
9058087 | 1 | [5 empty] | Removed from Ground | Gas (Historical Use) | 6000 | Bare Steel | 1976-01-01 | Galvanized Steel
9058087 | 2 | [5 empty] | Removed from Ground | Gas (Historical Use) | 6000 | Bare Steel | 1976-01-01 | Galvanized Steel
9058087 | 3 | [5 empty] | Removed from Ground | Gas (Historical Use) | 4000 | Bare Steel | 1976-01-01 | Galvanized Steel
9058088 | 1 | Flapper Valve | 1995-09-15 |  | 1995-09-15 |  | Currently in Use | Gas (Historical Use) | 5000 | Steel-Impressed Current | 1986-03-05 | Steel (Impressed Current) | Pressurized
9058088 | 2 | Flapper Valve | 1995-09-15 |  | 1995-09-15 |  | Currently in Use | Gas (Historical Use) | 5000 | Steel-Impressed Current | 1986-03-05 | Steel (Impressed Current) | Pressurized
9058089 | 1 | Ball Float | 1994-08-19 | no | 1994-08-19 | yes | Currently in Use | Plus | 8000 | Composite | 2003-06-18 | Fiberglass Reinforced Plastic | Pressurized
9058089 | 2 | Ball Float | 1994-08-19 | no | 1994-08-19 | yes | Currently in Use | Regular | 12000 | Composite | 2003-06-18 | Fiberglass Reinforced Plastic | Pressurized
9058089 | 3 | Ball Float | 1994-08-19 | no | 1994-08-19 | yes | Currently in Use | Premium | 12000 | Composite | 2003-06-18 | Fiberglass Reinforced Plastic | Pressurized
9058089 | 4 |  | 1994-08-19 | no | 1994-08-19 | yes | Currently in Use | Diesel | 8000 | Composite | 2003-06-18 | Fiberglass Reinforced Plastic | Pressurized
9058090 | 1 |  | 1994-08-01 |  | 1994-08-01 |  | Currently in Use | Gas (Historical Use) | 12000 | Fiberglass | 1984-08-01 | Fiberglass Reinforced Plastic | Pressurized
9058090 | 2 |  | 1994-08-01 |  | 1994-08-01 |  | Currently in Use | Gas (Historical Use) | 10000 | Fiberglass | 1994-08-01 | Fiberglass Reinforced Plastic | Pressurized
9058090 | 3 | Ball Float | 2006-01-01 | no | 2006-01-01 | no | Currently in Use | Diesel | 8000 | Fiberglass | 2006-01-01 | Fiberglass Reinforced Plastic | Pressurized
9058091 | 1 | Ball Float | 1994-11-23 | no | 1994-11-23 | no | Currently in Use | E-10 | 8000 | Steel-Impressed Current | 1987-01-01 | Fiberglass Reinforced Plastic | Pressurized
9058091 | 2 |  | 1994-11-23 | no | 1994-11-23 | no | Currently in Use | E-10 | 3000 | Steel-Impressed Current | 1987-01-01 | Fiberglass Reinforced Plastic | Pressurized
9058091 | 3 |  | 1994-11-23 | no | 1994-11-23 | no | Currently in Use | E-10 | 8000 | Steel-Impressed Current | 1987-01-01 | Fiberglass Reinforced Plastic | Pressurized
9058091 | 4 |  | 1994-11-23 | no | 1994-11-23 | no | Currently in Use | Diesel | 1000 | Steel-Impressed Current | 1987-01-01 | Fiberglass Reinforced Plastic | Pressurized
9058091 | 5 |  | 1994-11-23 | no | 1994-11-23 | no | Currently in Use | Diesel | 1000 | Steel-Impressed Current | 1987-01-01 | Fiberglass Reinforced Plastic | Pressurized
9058091 | 6 |  | 1994-11-23 | no | 1994-11-23 | no | Currently in Use | Diesel | 1000 | Steel-Impressed Current | 1987-01-01 | Fiberglass Reinforced Plastic | Pressurized
9058092 | 1 | [5 empty] | Removed from Ground | Gas (Historical Use) | 4000 | Epoxy | 1955-01-01 | Galvanized Steel
9058092 | 2 | [5 empty] | Removed from Ground | Gas (Historical Use) | 4000 | Epoxy | 1955-01-01 | Galvanized Steel
9058092 | 3 | [5 empty] | Removed from Ground | Gas (Historical Use) | 8000 | Epoxy | 1965-01-01 | Galvanized Steel
9058093 | 1 | [5 empty] | Closed in Ground | Other | 500 | Not Marked/Unknown | 1995-03-29 | Unknown
9058093 | 2 | [5 empty] | Closed in Ground | Other | 500 | Not Marked/Unknown | 1995-03-29 | Unknown
9058094 | 1 |  | 1995-04-14 |  | 1995-04-14 |  | Removed from Ground | Gas (Historical Use) | 10000 | Cathodically Protected Steel | 1993-07-01 | Fiberglass Reinforced Plastic | Pressurized
9058095 | 1 | [5 empty] | Removed from Ground | Gas (Historical Use) | 5000 | Bare Steel | 1975-01-01 | Galvanized Steel | Suction (American)
9058095 | 2 | [5 empty] | Removed from Ground | Gas (Historical Use) | 3000 | Bare Steel | 1975-01-01 | Galvanized Steel | Suction (American)
9058095 | 3 | [5 empty] | Removed from Ground | Diesel | 2000 | Bare Steel | 1975-01-01 | Galvanized Steel | Suction (American)
9058096 | 1 |  | 1997-01-01 |  | 1997-01-01 |  | Currently in Use | E-10 | 6000 | Epoxy | 1980-12-01 | Cathodically Protected | Pressurized
9058096 | 2 |  | 1997-01-01 |  | 1997-01-01 |  | Currently in Use | E-10 | 4000 | Epoxy | 1980-12-01 | Cathodically Protected | Pressurized
9058096 | 3 |  | 1997-01-01 |  | 1997-01-01 |  | Currently in Use | E-10 | 2000 | Epoxy | 1980-12-01 | Cathodically Protected | Pressurized
9058096 | 4 |  | 1997-01-01 |  | 1997-01-01 |  | Currently in Use | Diesel | 2000 | Epoxy | 1980-12-01 | Cathodically Protected | Pressurized
9058096 | 5 | [5 empty] | Removed from Ground | Kerosene | 500 | Epoxy | 1980-12-01 | Galvanized Steel | Suction (American)
9058097 | 1 | [5 empty] | Removed from Ground | Gas (Historical Use) | 5000 | Bare Steel | 1999-08-26 | Galvanized Steel | Pressurized
9058097 | 2 | [5 empty] | Removed from Ground | Gas (Historical Use) | 3000 | Bare Steel | 1999-08-26 | Galvanized Steel | Pressurized
9058097 | 3 | [5 empty] | Removed from Ground | Gas (Historical Use) | 3000 | Bare Steel | 1999-08-26 | Galvanized Steel | Pressurized
9058097 | 4 | [5 empty] | Removed from Ground | Gas (Historical Use) | 3000 | Bare Steel | 1999-08-26 | Galvanized Steel | Pressurized
9058098 | 1 | Ball Float | 2001-09-01 |  | 2001-09-01 |  | Currently in Use | E-10 | 10000 | Galvanic (STIP-3) | 1990-01-01 | Fiberglass Reinforced Plastic | Pressurized
9058098 | 2 | Ball Float | 2001-09-01 |  | 2001-09-01 |  | Currently in Use | E-10 | 6000 | Galvanic (STIP-3) | 1990-01-01 | Fiberglass Reinforced Plastic | Pressurized
9058098 | 3 | Ball Float | 2001-09-01 |  | 2001-09-01 |  | Currently in Use | E-10 | 6000 | Galvanic (STIP-3) | 1990-01-01 | Fiberglass Reinforced Plastic | Pressurized
9058098 | 4 | [5 empty] | Removed from Ground | Empty | 1000 | Not Marked/Unknown | 2001-01-30 | Not Marked
9058098 | 5 | [5 empty] | Removed from Ground | Empty | 1000 | Not Marked/Unknown | 2001-01-30 | Not Marked
9058098 | 6 | [5 empty] | Removed from Ground | Empty | 1000 | Not Marked/Unknown | 2001-01-30 | Not Marked
9058098 | 7 | Ball Float | 2001-09-01 |  | 2001-09-01 |  | Currently in Use | Diesel | 6000 | Galvanic (STIP-3) | 2001-09-01 | Fiberglass Reinforced Plastic | Pressurized
9058100 | 1 |  | 1992-05-01 |  | 1992-05-01 |  | Currently in Use | Gas (Historical Use) | 10000 | Galvanic (STIP-3) | 1986-02-01 | Fiberglass Reinforced Plastic | Pressurized
9058100 | 2 |  | 1992-05-01 |  | 1992-05-01 |  | Currently in Use | Gas (Historical Use) | 8000 | Galvanic (STIP-3) | 1986-02-01 | Fiberglass Reinforced Plastic | Pressurized
9058100 | 3 |  | 1992-05-01 |  | 1992-05-01 |  | Currently in Use | Gas (Historical Use) | 10000 | Galvanic (STIP-3) | 1986-02-01 | Fiberglass Reinforced Plastic | Pressurized
9058100 | 4 |  | 1992-05-01 |  | 1992-05-01 |  | Currently in Use | Diesel | 3000 | Galvanic (STIP-3) | 1986-02-01 | Fiberglass Reinforced Plastic | Pressurized
9058100 | 5 |  | 1992-05-01 |  | 1992-05-01 |  | Currently in Use | Kerosene | 3000 | Galvanic (STIP-3) | 1986-02-01 | Fiberglass Reinforced Plastic | Pressurized
9058101 | 1 |  | 1997-01-01 |  | 1997-01-01 |  | Removed from Ground | Gas (Historical Use) | 10000 | Bare Steel | 1983-01-01 | Galvanized Steel | Pressurized
9058101 | 2 |  | 1997-01-01 |  | 1997-01-01 |  | Removed from Ground | Gas (Historical Use) | 10000 | Bare Steel | 1983-01-01 | Galvanized Steel | Pressurized
9058101 | 3 | [5 empty] | Removed from Ground | Diesel | 5000 | Bare Steel | 1983-01-01 | Galvanized Steel | Suction (American)
9058103 | RU-1 | [5 empty] | Removed from Ground | Gas (Historical Use) | 1000 | Bare Steel | 1996-11-19 | Galvanized Steel | Suction (American)
9058104 | 1 |  | 1998-09-09 |  | 1998-09-09 |  | Currently in Use | Gas (Historical Use) | 6000 | Steel-Impressed Current | 1984-02-01 | Fiberglass Reinforced Plastic | Pressurized
9058104 | 2 |  | 1998-09-09 |  | 1998-09-09 |  | Currently in Use | Gas (Historical Use) | 6000 | Steel-Impressed Current | 1984-02-01 | Fiberglass Reinforced Plastic | Pressurized
9058104 | 3 |  | 1998-09-09 |  | 1998-09-09 |  | Currently in Use | Gas (Historical Use) | 5000 | Steel-Impressed Current | 1984-02-01 | Fiberglass Reinforced Plastic | Pressurized
9058106 | 3MID |  | 1998-01-10 | no | 1998-01-10 | no | Currently in Use | Diesel | 6000 | Galvanic (STIP-3) | 1988-01-01 | Fiberglass Reinforced Plastic | Pressurized
9058106 | NL1 |  | 1998-01-10 | no | 1998-01-10 | no | Currently in Use | Regular | 8000 | Galvanic (STIP-3) | 1988-01-01 | Fiberglass Reinforced Plastic | Pressurized
9058106 | PREM2 |  | 1998-01-10 | no | 1998-01-10 | no | Currently in Use | Premium | 8000 | Galvanic (STIP-3) | 1988-01-01 | Fiberglass Reinforced Plastic | Pressurized
9058107 | 1 |  | 1990-02-08 |  | 1990-02-08 |  | Removed from Ground | Gas (Historical Use) | 6000 | Cathodically Protected Steel | 1990-02-08 | Galvanized Steel | Pressurized
9058107 | 2 |  | 1990-02-08 |  | 1990-02-08 |  | Removed from Ground | Gas (Historical Use) | 4000 | Cathodically Protected Steel | 1990-02-08 | Fiberglass Reinforced Plastic | Pressurized
9058107 | 3 |  | 1990-02-08 |  | 1990-02-08 |  | Removed from Ground | Gas (Historical Use) | 4000 | Cathodically Protected Steel | 1990-02-08 | Fiberglass Reinforced Plastic | Pressurized
9058107 | 4 |  | 1990-02-08 |  | 1990-02-08 |  | Removed from Ground | Diesel | 1000 | Cathodically Protected Steel | 1990-02-08 | Fiberglass Reinforced Plastic | Suction (American)
9058107 | 5 |  | 1990-02-08 |  | 1990-02-08 |  | Removed from Ground | Kerosene | 500 | Cathodically Protected Steel | 1990-02-08 | Fiberglass Reinforced Plastic | Suction (American)
9058108 | 1 | [5 empty] | Removed from Ground | Gas (Historical Use) | 0 | Bare Steel | 1984-01-01 | Bare Steel | Pressurized
9058108 | 2 | [5 empty] | Removed from Ground | Diesel | 0 | Epoxy | 1984-01-01 | Unknown | Pressurized
9058108 | 3 |  |  | yes |  | yes | Removed from Ground | Used Oil | 1000 | Bare Steel | 1997-08-13 | Not Marked
9058108 | 4 |  | 1998-05-01 | yes | 1998-05-01 | yes | Temporarily out of use | Diesel | 20000 | Epoxy | 1998-03-20 | Fiberglass Reinforced Plastic | Suction (American)
9058108 | 5 |  | 1998-05-01 | no | 1998-05-01 | no | Temporarily out of use | Diesel | 20000 | Epoxy | 1998-03-20 | Fiberglass Reinforced Plastic | Suction (American)
9058112 | 1 |  | 1998-12-14 |  | 1998-12-14 |  | Removed from Ground | Gas (Historical Use) | 10000 | Cathodically Protected Steel | 1998-12-31 | Cathodically Protected
9058112 | 2 |  | 1998-12-14 |  | 1998-12-14 |  | Removed from Ground | Gas (Historical Use) | 10000 | Cathodically Protected Steel | 1998-12-31 | Cathodically Protected
9058112 | 3 |  | 1998-12-14 |  | 1998-12-14 |  | Removed from Ground | Gas (Historical Use) | 8000 | Cathodically Protected Steel | 1998-12-31 | Cathodically Protected
9058114 | 1 |  | 1995-05-22 | no | 1995-05-22 | yes | Currently in Use | Regular | 10000 | Fiberglass | 1995-05-22 | Double-Walled Fiberglass | Pressurized
9058114 | 2 | Ball Float | 1995-05-22 | no | 1995-05-22 | yes | Currently in Use | Premium | 10000 | Fiberglass | 1995-05-22 | Double-Walled Fiberglass | Pressurized
9058114 | 3 |  | 1995-05-22 | no | 1995-05-22 | yes | Currently in Use | Diesel | 4000 | Fiberglass | 1995-05-22 | Double-Walled Fiberglass | Pressurized
9058116 | 1 | Flapper Valve | 1994-11-30 | no | 1994-11-30 | no | Currently in Use | Diesel | 20000 | Fiberglass Double Walled | 1994-10-01 | Fiberglass Reinforced Plastic | Pressurized
9058116 | 2 | Flapper Valve | 1994-11-30 | no | 1994-11-30 | no | Currently in Use | Diesel | 20000 | Fiberglass Double Walled | 1994-10-01 | Fiberglass Reinforced Plastic | Pressurized
9058117 | 1 | [5 empty] | Removed from Ground | Gas (Historical Use) | 1500 | Bare Steel | 1996-03-12 | Galvanized Steel | Gravity Fed
9058118 | 2 |  | 1998-03-01 |  | 1998-03-01 |  | Removed from Ground | Diesel | 8000 | Epoxy | 1985-01-01 | Fiberglass Reinforced Plastic | Pressurized
9058118 | 3 | [5 empty] | Removed from Ground | Empty | 5000 | Cathodically Protected Steel | 1985-01-01 | Galvanized Steel | Suction (American)
9058118 | 4 | [5 empty] | Removed from Ground | Empty | 4000 | Cathodically Protected Steel | 1985-01-01 | Galvanized Steel | Suction (American)
9058118 | 5 |  | 1998-03-01 | no | 1998-03-01 | no | Currently in Use | Diesel | 8000 | Galvanic (STIP-3) | 1998-03-01 | Fiberglass Reinforced Plastic | Pressurized
9058118 | 6 |  | 1998-03-01 | no | 1998-03-01 | no | Currently in Use | Diesel | 10000 | Galvanic (STIP-3) | 1998-03-01 | Fiberglass Reinforced Plastic | Pressurized
9058120 | 1 | [5 empty] | Removed from Ground | Gas (Historical Use) | 3000 | Bare Steel | 1983-01-01 | Galvanized Steel | Pressurized
9058120 | 2 | [5 empty] | Removed from Ground | Gas (Historical Use) | 3000 | Bare Steel | 1983-01-01 | Galvanized Steel | Pressurized
9058120 | 3 | [5 empty] | Removed from Ground | Gas (Historical Use) | 3000 | Bare Steel | 1983-01-01 | Galvanized Steel | Pressurized
9058120 | 4 | [5 empty] | Removed from Ground | Diesel | 1000 | Bare Steel | 1983-01-01 | Galvanized Steel | Pressurized
9058120 | 5 | [5 empty] | Removed from Ground | Kerosene | 250 | Bare Steel | 1983-01-01 | Galvanized Steel | Suction (American)
9058123 | 1 |  | 1995-12-21 |  | 1995-12-21 |  | Currently in Use | Gas (Historical Use) | 12000 | Epoxy | 1995-12-21 | Fiberglass Reinforced Plastic | Pressurized
9058123 | 2 |  | 1995-12-21 |  | 1995-12-21 |  | Currently in Use | Gas (Historical Use) | 12000 | Epoxy | 1995-12-21 | Fiberglass Reinforced Plastic | Pressurized
9058123 | 3 |  | 2004-08-09 | no | 2004-08-09 | no | Currently in Use | Diesel | 10000 | Epoxy | 2004-08-09 | Fiberglass Reinforced Plastic | Pressurized
9058128 | 1 | Ball Float | 2011-09-06 | no | 2000-09-11 | no | Currently in Use | Diesel | 4000 | Composite | 2000-09-11 | Fiberglass Reinforced Plastic | Pressurized
9058128 | 24070 | Ball Float | 1996-07-10 | no | 1996-07-10 | no | Currently in Use | Premium | 12000 | Composite | 1996-07-09 | Fiberglass Reinforced Plastic | Pressurized
9058128 | 24073 | Ball Float | 1996-07-10 | no | 1996-07-10 | no | Currently in Use | Regular | 12000 | Composite | 1996-07-09 | Fiberglass Reinforced Plastic | Pressurized
9058129 | 24067 | Ball Float | 1996-07-03 | no | 1996-07-03 | no | Currently in Use | Regular | 12000 | Composite | 1996-07-02 | Fiberglass Reinforced Plastic | Pressurized
9058129 | 24068 | Ball Float | 1996-07-03 | no | 1996-07-03 | no | Currently in Use | Premium | 12000 | Composite | 1996-07-02 | Fiberglass Reinforced Plastic | Pressurized
9058129 | 3 | Ball Float | 2005-11-15 | no | 2005-11-15 | no | Installed | Diesel | 10000 | Composite | 2005-11-15 | Fiberglass Reinforced Plastic | Pressurized
9058130 | 1 |  | 1996-08-01 |  | 1996-08-01 |  | Currently in Use | Gas (Historical Use) | 8000 | Fiberglass | 1996-05-01 | Fiberglass Reinforced Plastic | Pressurized
9058130 | 2 |  | 1996-08-01 |  | 1996-08-01 |  | Currently in Use | Gas (Historical Use) | 10000 | Fiberglass | 1996-05-01 | Fiberglass Reinforced Plastic | Pressurized
9058130 | 3 |  | 1996-08-01 |  | 1996-08-01 |  | Currently in Use | Diesel | 6000 | Fiberglass | 1996-05-01 | Fiberglass Reinforced Plastic | Pressurized
9058131 | 1 |  | 1997-05-01 |  | 1997-05-01 |  | Currently in Use | E-10 | 12000 | Fiberglass | 1997-05-01 | Flex | Pressurized
9058131 | 2 |  | 1997-05-01 |  | 1997-05-01 |  | Currently in Use | E-10 | 12000 | Fiberglass | 1997-05-01 | Flex | Pressurized
9058132 | 6201 | Ball Float | 1996-11-01 | no | 1996-11-01 | no | Currently in Use | Regular | 15000 | Epoxy | 1996-11-01 | Double-Walled Flex | Pressurized
9058132 | 6202 | Ball Float | 1996-11-01 | no | 1996-11-01 | no | Currently in Use | Premium | 12000 | Epoxy | 1996-11-01 | Double-Walled Flex | Pressurized
9058132 | 6203 | Ball Float | 1996-11-01 | no | 1996-11-01 | no | Currently in Use | Diesel | 8000 | Epoxy | 1996-11-01 | Double-Walled Flex | Pressurized
9058133 | 6401 | Ball Float | 1997-03-01 | no | 1997-03-01 | no | Currently in Use | Regular | 15000 | Epoxy | 2003-01-31 | Double-Walled Fiberglass | Pressurized
9058133 | 6402 | Ball Float | 1997-03-01 | no | 1997-03-01 | no | Currently in Use | Premium | 12000 | Epoxy | 2003-01-31 | Double-Walled Fiberglass | Pressurized
9058133 | 30 | Flapper Valve | 2015-06-15 | no | 2015-06-15 | no | Currently in Use | Diesel On Road | 4000 | Fiberglass Double Walled | 2015-06-15 | Double-Walled Fiberglass | Pressurized
9058133 | 3A | Flapper Valve | 2015-06-15 | no | 2015-06-15 | no | Currently in Use | E-85 | 8000 | Fiberglass Double Walled | 2015-06-15 | Double-Walled Fiberglass | Pressurized
9058133 | 3B | Flapper Valve | 2015-06-15 | no | 2015-06-15 | no | Currently in Use | Biodiesel | 4000 | Fiberglass Double Walled | 2015-06-15 | Double-Walled Fiberglass | Pressurized
9058133 | 4 | Flapper Valve | 2015-06-15 | no | 2015-06-15 | no | Currently in Use | Diesel Off Road | 2500 | Fiberglass Double Walled | 2015-06-15 | Double-Walled Fiberglass | Pressurized
9058134 | 1 | [5 empty] | Removed from Ground | Gas (Historical Use) | 1000 | Not Marked/Unknown | 1997-08-20 | Not Marked
9058134 | 2 | [5 empty] | Removed from Ground | Gas (Historical Use) | 550 | Not Marked/Unknown | 1997-08-20 | Not Marked
9058135 | 6601 |  | 1997-07-01 |  | 1997-07-01 |  | Currently in Use | Gas (Historical Use) | 12000 | Composite | 1997-07-01 | Fiberglass Reinforced Plastic | Pressurized
9058135 | 6602 |  | 1997-07-01 |  | 1997-07-01 |  | Currently in Use | Gas (Historical Use) | 15000 | Composite | 1997-07-01 | Fiberglass Reinforced Plastic | Pressurized
9058136 | 1 | Ball Float | 1997-08-16 | no | 1997-08-16 | no | Currently in Use | E-10 | 10000 | Epoxy | 1997-08-15 | Fiberglass Reinforced Plastic | Pressurized
9058136 | 2 | Ball Float | 1997-08-16 | no | 1997-08-16 | no | Currently in Use | E-10 | 12000 | Epoxy | 1997-08-15 | Fiberglass Reinforced Plastic | Pressurized
9058137 | 1 | Ball Float | 1997-07-06 |  | 1997-07-06 |  | Removed from Ground | Gas (Historical Use) | 10000 | Epoxy | 1997-07-05 | Fiberglass Reinforced Plastic | Pressurized
9058137 | 2 | Ball Float | 1997-07-06 |  | 1997-07-06 |  | Removed from Ground | Gas (Historical Use) | 12000 | Epoxy | 1997-07-05 | Fiberglass Reinforced Plastic | Pressurized
9058138 | 1 |  | 1997-03-01 |  | 1997-03-01 |  | Removed from Ground | Gas (Historical Use) | 15000 | Double Walled | 1997-03-01 | Fiberglass Reinforced Plastic | Pressurized
9058138 | 2 |  | 1997-03-01 |  | 1997-03-01 |  | Removed from Ground | Gas (Historical Use) | 15000 | Double Walled | 1997-03-01 | Fiberglass Reinforced Plastic | Pressurized
9058138 | 3 |  | 1997-03-01 |  | 1997-03-01 |  | Removed from Ground | Diesel | 10000 | Double Walled | 1997-03-01 | Fiberglass Reinforced Plastic | Pressurized
9058139 | 1 | [5 empty] | Removed from Ground | Gas (Historical Use) | 2000 | Bare Steel | 1998-04-20 | Bare Steel | Suction (American)
9058139 | 3 | Overfill Alarm | 1998-04-15 | no | 1998-04-15 | no | Currently in Use | Diesel | 8000 | Composite | 1998-04-15 | Fiberglass Reinforced Plastic | Safe Suction (Euro)
9058140 | 1 | [5 empty] | Removed from Ground | Gas (Historical Use) | 1000 | Not Marked/Unknown | 1998-01-23 | Not Marked
9058140 | 2 | [5 empty] | Removed from Ground | Gas (Historical Use) | 1000 | Not Marked/Unknown | 1998-01-23 | Not Marked
9058140 | 3 |  | 1998-02-01 |  | 1998-02-01 |  | Removed from Ground | Gas (Historical Use) | 8000 | Cathodically Protected Steel | 1998-02-01 | Fiberglass Reinforced Plastic | Pressurized
9058140 | 4 |  | 1998-02-01 |  | 1998-02-01 |  | Removed from Ground | Gas (Historical Use) | 10000 | Cathodically Protected Steel | 1998-02-01 | Fiberglass Reinforced Plastic | Pressurized
9058141 | 1 | [5 empty] | Removed from Ground | Gas (Historical Use) | 1000 | Bare Steel | 1998-04-21 | Bare Steel | Safe Suction (Euro)
9058141 | 2 | [5 empty] | Removed from Ground | Gas (Historical Use) | 1000 | Bare Steel | 1998-04-21 | Bare Steel | Safe Suction (Euro)
9058141 | 3 | [5 empty] | Removed from Ground | Gas (Historical Use) | 1000 | Bare Steel | 1998-04-21 | Bare Steel | Safe Suction (Euro)
9058142 | 1 | Ball Float | 1998-01-01 |  | 1998-01-01 |  | Currently in Use | Gas (Historical Use) | 12000 | Epoxy | 1998-01-01 | Double-Walled Flex | Pressurized
9058142 | 2 | Ball Float | 1998-01-01 |  | 1998-01-01 |  | Currently in Use | Gas (Historical Use) | 10000 | Epoxy | 1998-01-01 | Double-Walled Flex | Pressurized
9058142 | 3A | Ball Float | 1998-01-01 |  | 1998-01-01 |  | Currently in Use | Diesel | 6000 | Epoxy | 1998-01-01 | Double-Walled Flex | Pressurized
9058142 | 3B | Ball Float | 1998-01-01 | no | 1998-01-01 | no | Currently in Use | Diesel | 4000 | Epoxy | 1998-01-01 | Double-Walled Flex | Pressurized
9058142 | 4 | Flapper Valve | 1998-01-01 |  | 1998-01-01 |  | Currently in Use | E-85 | 5000 | Epoxy | 1998-01-01 | Double-Walled Flex | Suction (American)
9058143 | 1 |  | 1998-01-22 | no | 1998-01-22 | no | Currently in Use | Gas (Historical Use) | 12000 | Fiberglass | 1998-01-22 | Double Walled | Pressurized
9058143 | 2 |  | 1998-01-22 | no | 1998-01-22 | no | Currently in Use | Gas (Historical Use) | 12000 | Fiberglass | 1998-01-22 | Double Walled | Pressurized
9058143 | 3 |  | 1998-01-22 | no | 1998-01-22 | no | Currently in Use | Gas (Historical Use) | 12000 | Fiberglass | 1998-01-22 | Double Walled | Pressurized
9058144 | 1 |  | 1998-06-12 | no | 1998-06-12 | no | Currently in Use | Regular | 12000 | Fiberglass | 1998-06-12 | Fiberglass Reinforced Plastic | Pressurized
9058144 | 2 | Ball Float | 1998-06-12 | no | 1998-06-12 | no | Currently in Use | Regular | 12000 | Fiberglass | 1998-06-12 | Fiberglass Reinforced Plastic | Pressurized
9058144 | 3A | Ball Float | 2004-11-01 | no | 2004-11-01 | no | Currently in Use | Diesel On Road | 9000 | Composite Double Walled | 2004-11-01 | Fiberglass Reinforced Plastic | Pressurized
9058144 | 3B | Flapper Valve | 2004-11-01 | no | 2004-11-01 | no | Currently in Use | Diesel Off Road | 3000 | Composite Double Walled | 2004-11-01 | Fiberglass Reinforced Plastic | Safe Suction (Euro)
9058144 | 4A | Flapper Valve | 2016-04-01 | no | 2016-04-01 | no | Currently in Use | Gas (Historical Use) | 7000 | Tank Jacket | 2016-04-01 | Double-Walled Fiberglass | Pressurized
9058144 | 4B | Flapper Valve | 2016-04-01 | no | 2016-04-01 | no | Currently in Use | Diesel | 5000 | Tank Jacket | 2016-04-01 | Double-Walled Fiberglass | Pressurized
9058145 | 1 | [5 empty] | Removed from Ground | Gas (Historical Use) | 2000 | Not Marked/Unknown | 1998-10-08 | Not Marked
9058145 | 2 |  | 1998-10-08 |  | 1998-10-08 |  | Removed from Ground | Gas (Historical Use) | 2000 | Cathodically Protected Steel | 1998-10-08 | Cathodically Protected | Safe Suction (Euro)
9058145 | 3 |  | 1987-08-01 | no | 1987-08-01 | no | Removed from Ground | Gas (Historical Use) | 1500 | Cathodically Protected Steel | 1987-08-01 | Cathodically Protected | Suction (American)
9058146 | 1 | Overfill Alarm | 1998-05-15 | no | 1998-05-15 | no | Currently in Use | E-10 | 12000 | Fiberglass Double Walled | 1998-05-15 | Double-Walled Fiberglass | Pressurized
9058146 | 2 | Ball Float | 1998-05-15 | no | 1998-05-15 | no | Currently in Use | E-10 | 12000 | Fiberglass Double Walled | 1998-05-15 | Double-Walled Fiberglass | Pressurized
9058146 | 3 |  | 1998-05-15 |  | 1998-05-15 |  | Currently in Use | E-10 | 12000 | Fiberglass Double Walled | 1998-05-15 | Double-Walled Fiberglass | Pressurized
9058147 | 1 | Ball Float | 2008-02-01 | no | 2008-02-01 | no | Currently in Use | Regular | 10000 | Steel-Impressed Current | 1982-01-01 | Fiberglass Reinforced Plastic | Pressurized
9058147 | 2 | Ball Float | 2008-02-01 | no | 2008-02-01 | no | Currently in Use | Plus | 10000 | Steel-Impressed Current | 1982-01-01 | Fiberglass Reinforced Plastic | Pressurized
9058147 | 3 | Ball Float | 2008-02-01 | no | 2008-02-01 | no | Currently in Use | Premium | 10000 | Steel-Impressed Current | 1982-01-01 | Fiberglass Reinforced Plastic | Pressurized
9058147 | 4 | Ball Float | 2008-02-01 | no | 2008-02-01 | no | Currently in Use | Diesel | 10000 | Steel-Impressed Current | 1982-01-01 | Fiberglass Reinforced Plastic | Pressurized
9058148 | 1 | [5 empty] | Removed from Ground | Gas (Historical Use) | 2000 | Bare Steel | 1998-10-30 | Bare Steel | Suction (American)
9058148 | 10A |  | 1998-10-01 |  | 1998-10-01 |  | Temporarily out of use | Gas (Historical Use) | 2000 | Composite | 1998-10-01 | Fiberglass Reinforced Plastic | Pressurized
9058148 | 10B |  | 1998-10-01 |  | 1998-10-01 |  | Temporarily out of use | Gas (Historical Use) | 6000 | Composite | 1998-10-01 | Fiberglass Reinforced Plastic | Pressurized
9058148 | 2 | [5 empty] | Removed from Ground | Gas (Historical Use) | 2000 | Bare Steel | 1998-10-30 | Bare Steel | Suction (American)
9058148 | 3 | [5 empty] | Removed from Ground | Diesel | 1000 | Bare Steel | 1998-10-30 | Bare Steel | Suction (American)
9058148 | 4 | [5 empty] | Removed from Ground | Kerosene | 550 | Bare Steel | 1998-10-19 | Bare Steel | Suction (American)
9058148 | 5 | [5 empty] | Removed from Ground | Gas (Historical Use) | 4000 | Bare Steel | 1998-10-19 | Bare Steel | Suction (American)
9058148 | 6 | [5 empty] | Removed from Ground | Gas (Historical Use) | 4000 | Bare Steel | 1998-10-19 | Bare Steel | Suction (American)
9058148 | 7 |  | 1993-11-01 |  | 1998-10-01 |  | Currently in Use | Diesel | 20000 | Steel-Impressed Current | 1988-01-01 | Fiberglass Reinforced Plastic | Pressurized
9058148 | 8 |  | 1993-11-01 |  | 1998-10-01 |  | Currently in Use | Gas (Historical Use) | 20000 | Steel-Impressed Current | 1988-01-01 | Fiberglass Reinforced Plastic | Pressurized
9058148 | 9 |  | 1993-11-01 |  | 1998-10-01 |  | Currently in Use | Diesel | 12000 | Steel-Impressed Current | 1993-11-01 | Fiberglass Reinforced Plastic | Pressurized
9058149 | 1 | [5 empty] | Removed from Ground | Diesel | 12000 | Not Marked/Unknown | 1998-12-03 | Not Marked
9058149 | 2 | [5 empty] | Removed from Ground | Diesel | 12000 | Not Marked/Unknown | 1998-12-03 | Not Marked
9058150 | 1 | Ball Float | 1996-04-09 | no | 1996-04-09 | no | Currently in Use | Regular | 12000 | Fiberglass | 1996-04-09 | Double-Walled Flex | Pressurized
9058150 | 2 | Ball Float | 1996-04-09 | no | 1996-04-09 | no | Currently in Use | Premium | 10000 | Fiberglass | 1996-04-09 | Double-Walled Flex | Pressurized
9058151 | 1 | Ball Float | 2010-09-04 | no | 2010-09-04 | no | Currently in Use | Regular | 10000 | Epoxy | 1998-10-09 | Fiberglass Reinforced Plastic | Pressurized
9058151 | 2 | Ball Float | 2010-09-04 | no | 2010-09-04 | no | Currently in Use | Premium | 12000 | Epoxy | 1998-10-09 | Fiberglass Reinforced Plastic | Pressurized
9058152 | 1 | Overfill Alarm | 1998-10-15 | no | 1998-10-15 | no | Currently in Use | Regular | 10000 | Composite | 1998-10-15 | Fiberglass Reinforced Plastic | Safe Suction (Euro)
9058152 | 2 | Overfill Alarm | 1998-10-15 | no | 1998-10-15 | no | Currently in Use | Diesel | 10000 | Composite | 1998-10-15 | Fiberglass Reinforced Plastic | Safe Suction (Euro)
9058153 | 1 | [5 empty] | Removed from Ground | Empty | 575 | Cathodically Protected Steel | 1940-01-01 | Bare Steel | Safe Suction (Euro)
9058153 | 2 | [5 empty] | Removed from Ground | Empty | 275 | Cathodically Protected Steel | 1940-01-01 | Bare Steel | Safe Suction (Euro)
9058154 | 1 |  | 1996-06-01 |  | 1996-06-01 |  | Currently in Use | Gas (Historical Use) | 8000 | Composite | 1996-06-01 | Fiberglass Reinforced Plastic | Pressurized
9058154 | 2 |  | 1996-06-01 |  | 1996-06-01 |  | Currently in Use | Gas (Historical Use) | 8000 | Composite | 1996-06-01 | Fiberglass Reinforced Plastic | Pressurized
9058154 | 3 |  | 1996-06-01 |  | 1996-06-01 |  | Currently in Use | Kerosene | 2000 | Composite | 1996-06-01 | Fiberglass Reinforced Plastic | Pressurized
9058155 | 1 | [5 empty] | Removed from Ground | Gas (Historical Use) | 500 | Bare Steel | 1996-02-19 | Bare Steel | Safe Suction (Euro)
9058156 | 1 | [5 empty] | Removed from Ground | Gas (Historical Use) | 4000 | Bare Steel | 1999-03-18 | Galvanized Steel | Safe Suction (Euro)
9058156 | 2 | [5 empty] | Removed from Ground | Gas (Historical Use) | 4000 | Bare Steel | 1999-03-18 | Galvanized Steel | Safe Suction (Euro)
9058156 | 3 | [5 empty] | Removed from Ground | Gas (Historical Use) | 8000 | Bare Steel | 1999-03-18 | Galvanized Steel | Safe Suction (Euro)
9058156 | 4 | [5 empty] | Removed from Ground | Gas (Historical Use) | 8000 | Bare Steel | 1999-03-18 | Galvanized Steel | Safe Suction (Euro)
9058156 | 5 | [5 empty] | Removed from Ground | Gas (Historical Use) | 8000 | Bare Steel | 1999-03-18 | Galvanized Steel | Safe Suction (Euro)
9058157 | 1 |  | 1999-05-01 | no | 1999-05-01 | no | Currently in Use | E-10 | 20000 | Fiberglass Double Walled | 1999-05-01 | Fiberglass Reinforced Plastic | Pressurized
9058157 | 2 |  | 1999-05-01 | no | 1999-05-01 | no | Currently in Use | E-10 | 12000 | Fiberglass Double Walled | 1999-05-01 | Fiberglass Reinforced Plastic | Pressurized
9058157 | 3 |  | 1999-05-01 | no | 1999-05-01 | no | Currently in Use | Diesel | 10000 | Fiberglass Double Walled | 1999-05-01 | Fiberglass Reinforced Plastic | Pressurized
9058158 | 1 |  | 1998-07-15 |  | 1998-07-15 |  | Currently in Use | Gas (Historical Use) | 12000 | Fiberglass | 1998-07-15 | Double Walled | Pressurized
9058158 | 2 |  | 1998-07-15 |  | 1998-07-15 |  | Currently in Use | Gas (Historical Use) | 10000 | Fiberglass | 1998-07-15 | Double Walled | Pressurized
9058158 | 3 |  | 1998-07-15 |  | 1998-07-15 |  | Currently in Use | Diesel | 10000 | Fiberglass | 1998-07-15 | Double Walled | Pressurized
9058159 | 1 | Ball Float | 1999-08-16 | no | 1999-08-18 | no | Currently in Use | Regular | 12000 | Fiberglass Double Walled | 1999-08-04 | Double-Walled Flex | Pressurized
9058159 | 2 | Ball Float | 1999-08-16 | no | 1999-08-18 | no | Currently in Use | Diesel On Road | 12000 | Fiberglass Double Walled | 1999-08-04 | Double-Walled Flex | Pressurized
9058159 | 3 | Ball Float | 1999-08-16 | no | 1999-08-18 | no | Currently in Use | Diesel Off Road | 6000 | Fiberglass Double Walled | 1999-08-04 | Double-Walled Flex | Pressurized
9058160 | 1 | [5 empty] | Removed from Ground | Gas (Historical Use) | 1000 | Not Marked/Unknown | 1999-07-20 | Not Marked
9058161 | 1 |  | 1999-06-15 |  | 1999-06-15 |  | Currently in Use | E-10 | 12000 | Composite | 1999-06-01 | Fiberglass Reinforced Plastic | Pressurized
9058161 | 2 |  | 1999-06-15 |  | 1999-06-15 |  | Currently in Use | E-10 | 10000 | Composite | 1999-06-01 | Fiberglass Reinforced Plastic | Pressurized
9058161 | 3 |  | 1999-06-15 |  | 1999-06-15 |  | Currently in Use | Diesel | 4000 | Composite | 1999-06-01 | Fiberglass Reinforced Plastic | Pressurized
9058162 | 1 | [5 empty] | Removed from Ground | Empty | 1000 | Bare Steel | 1999-11-01 | Galvanized Steel | Suction (American)
9058162 | 2 | [5 empty] | Removed from Ground | Empty | 1000 | Bare Steel | 1999-11-01 | Galvanized Steel | Suction (American)
9058162 | 3 | [5 empty] | Removed from Ground | Empty | 1000 | Bare Steel | 1999-11-01 | Galvanized Steel | Suction (American)
9058162 | 4 | [5 empty] | Removed from Ground | Empty | 500 | Bare Steel | 1999-11-01 | Bare Steel | Suction (American)
9058163 | 1 | Ball Float | 1999-06-16 | no | 1999-06-16 | no | Currently in Use | Regular | 10000 | Epoxy | 1999-06-16 | Fiberglass Reinforced Plastic | Pressurized
9058163 | 2 | Ball Float | 1999-06-16 | no | 1999-06-16 | no | Currently in Use | Premium | 12000 | Epoxy | 1999-06-16 | Fiberglass Reinforced Plastic | Pressurized
9058163 | 3 | Ball Float | 1999-06-16 | no | 1999-06-16 | no | Currently in Use | Diesel | 4000 | Epoxy | 1999-06-16 | Fiberglass Reinforced Plastic | Pressurized
9058164 | 1 | [5 empty] | Removed from Ground | Gas (Historical Use) | 0 | Bare Steel | 2000-12-01 | Bare Steel
9058164 | 2 | [5 empty] | Removed from Ground | Gas (Historical Use) | 0 | Bare Steel | 2000-12-01 | Bare Steel
9058164 | 3 | [5 empty] | Removed from Ground | Gas (Historical Use) | 0 | Bare Steel | 2000-12-01 | Bare Steel
9058165 | 1 |  | 2000-12-01 |  | 2000-12-07 |  | Currently in Use | E-10 | 12000 | Epoxy | 2000-11-29 | Fiberglass Reinforced Plastic | Pressurized
9058165 | 2 |  | 2000-12-01 |  | 2000-12-07 |  | Currently in Use | E-10 | 10000 | Epoxy | 2000-11-29 | Fiberglass Reinforced Plastic | Pressurized
9058165 | 3 |  | 2000-12-01 |  | 2000-12-07 |  | Currently in Use | Diesel | 8000 | Epoxy | 2000-11-29 | Fiberglass Reinforced Plastic | Pressurized
9058166 | 1 | Ball Float | 2001-03-04 | no | 2001-03-04 | no | Currently in Use | Gas (Historical Use) | 15000 | Composite | 2001-09-01 | Fiberglass Reinforced Plastic | Pressurized
9058166 | 2 | Ball Float | 2001-03-04 | no | 2001-03-01 | no | Currently in Use | Gas (Historical Use) | 10000 | Composite | 2001-09-01 | Fiberglass Reinforced Plastic | Pressurized
9058166 | 3A | Ball Float | 2001-03-04 | no | 2001-03-01 | no | Currently in Use | Diesel | 4000 | Composite | 2001-09-01 | Fiberglass Reinforced Plastic | Pressurized
9058166 | 3B | Flapper Valve | 2001-03-04 | no | 2001-03-01 | no | Currently in Use | Gas (Historical Use) | 2000 | Composite | 2001-09-01 | Fiberglass Reinforced Plastic | Safe Suction (Euro)
9058167 | 1 | Overfill Alarm | 2002-01-20 | no | 2002-01-20 | no | Currently in Use | Regular | 20000 | Fiberglass Double Walled | 2001-12-14 | Double-Walled Flex | Pressurized
9058167 | 2A | Overfill Alarm | 2002-01-20 | no | 2002-01-20 | no | Currently in Use | Plus | 8000 | Fiberglass Double Walled | 2001-12-14 | Double-Walled Flex | Pressurized
9058167 | 2B | Overfill Alarm | 2002-01-20 | no | 2002-01-20 | no | Currently in Use | Premium | 12000 | Fiberglass Double Walled | 2001-12-14 | Double-Walled Flex | Pressurized
9058168 | 1 | Ball Float | 2001-02-08 |  | 2001-02-08 |  | Currently in Use | Gas (Historical Use) | 12000 | Composite | 2001-02-06 | Fiberglass Reinforced Plastic | Pressurized
9058168 | 2 | Ball Float | 2001-02-08 |  | 2001-02-08 |  | Currently in Use | Gas (Historical Use) | 10000 | Composite | 2001-02-06 | Fiberglass Reinforced Plastic | Pressurized
9058168 | 3 | Ball Float | 2001-02-08 |  | 2001-02-08 |  | Currently in Use | Diesel | 8000 | Composite | 2001-02-06 | Fiberglass Reinforced Plastic | Pressurized
9059001 | 1 | [5 empty] | Removed from Ground | Gas (Historical Use) | 4000 | Bare Steel | 1977-01-03 | Galvanized Steel
9059001 | 2 | [5 empty] | Removed from Ground | Gas (Historical Use) | 6000 | Bare Steel | 1977-01-03 | Galvanized Steel | Safe Suction (Euro)
9059001 | 3 | [5 empty] | Removed from Ground | Gas (Historical Use) | 6000 | Bare Steel | 1977-01-03 | Galvanized Steel | Safe Suction (Euro)
9059001 | 4 |  | 1988-04-21 |  |  |  | Removed from Ground | Gas (Historical Use) | 8000 | Cathodically Protected Steel | 1977-01-03 | Galvanized Steel | Safe Suction (Euro)
9059001 | 5 | [5 empty] | Removed from Ground | Kerosene | 3000 | Bare Steel | 1977-01-03 | Galvanized Steel | Safe Suction (Euro)
9059001 | 6 |  | 1999-07-01 |  | 1999-07-01 |  | Currently in Use | Kerosene | 6000 | Composite | 1999-07-01 | Secondary Containment | Safe Suction (Euro)
9059001 | 7 |  | 1999-07-01 |  | 1999-07-01 |  | Currently in Use | Gas (Historical Use) | 8000 | Composite | 1999-07-01 | Secondary Containment | Pressurized
9059001 | 8 |  | 1999-07-01 |  | 1999-07-01 |  | Currently in Use | Gas (Historical Use) | 12000 | Composite | 1999-07-01 | Secondary Containment | Pressurized
9059001 | 9A | Flapper Valve | 2015-10-01 | no | 2015-10-01 | no | Currently in Use | Gas (Historical Use) | 4000 | Epoxy Double-Walled | 2015-09-24 | Double-Walled Fiberglass | Pressurized
9059001 | 9B | Flapper Valve | 2015-10-01 | no | 2015-10-01 | no | Currently in Use | Gas (Historical Use) | 4000 | Epoxy Double-Walled | 2015-09-24 | Double-Walled Fiberglass | Pressurized
9059001 | 9C | Flapper Valve | 2015-10-01 | no | 2015-10-01 | no | Currently in Use | Diesel | 4000 | Epoxy Double-Walled | 2015-09-24 | Double-Walled Fiberglass | Pressurized
9059001 | 9D | Flapper Valve | 2015-10-01 | no | 2015-10-01 | no | Currently in Use | Diesel | 10000 | Epoxy Double-Walled | 2015-09-24 | Double-Walled Fiberglass | Pressurized
9059003 | 1 | [5 empty] | Removed from Ground | Diesel | 560 | Composite | 1957-01-01 | Bare Steel
9059003 | 2 | [5 empty] | Removed from Ground | Gas (Historical Use) | 2000 | Composite | 1975-01-01 | Bare Steel
9059003 | 3 |  | 1991-01-01 |  | 1991-01-01 |  | Removed from Ground | Diesel | 1000 | Galvanic (STIP-3) | 1991-01-01 | Cathodically Protected | Safe Suction (Euro)
9059003 | 4 |  | 1991-01-01 |  | 1991-01-01 |  | Removed from Ground | Gas (Historical Use) | 1000 | Galvanic (STIP-3) | 1991-01-01 | Cathodically Protected | Safe Suction (Euro)
9059004 | 1 | Flapper Valve | 1988-01-01 |  | 1988-01-01 |  | Currently in Use | Gas (Historical Use) | 8000 | Galvanic (STIP-3) | 1988-01-01 |  | Pressurized
9059004 | 2 | Flapper Valve | 1988-01-01 |  | 1988-01-01 |  | Currently in Use | Gas (Historical Use) | 8000 | Galvanic (STIP-3) | 1988-01-01 | Cathodically Protected | Pressurized
9059004 | 3 | Flapper Valve | 1988-01-01 |  | 1988-01-01 |  | Currently in Use | Gas (Historical Use) | 8000 | Galvanic (STIP-3) | 1988-01-01 | Cathodically Protected | Pressurized
9059004 | 4 | Flapper Valve | 1988-01-01 |  | 1988-01-01 |  | Currently in Use | Diesel | 8000 | Galvanic (STIP-3) | 1988-01-01 | Cathodically Protected | Pressurized
9059004 | 5 | Flapper Valve | 1988-01-01 |  | 1988-01-01 |  | Currently in Use | Kerosene | 2000 | Galvanic (STIP-3) | 1988-01-01 | Cathodically Protected | Safe Suction (Euro)
9059005 | 1 | [5 empty] | Removed from Ground | Gas (Historical Use) | 2000 | Bare Steel | 1976-01-01 | Galvanized Steel | Suction (American)
9059005 | 2 | [5 empty] | Removed from Ground | Diesel | 2000 | Bare Steel | 1976-01-01 | Galvanized Steel | Suction (American)
9059007 | 1 | [5 empty] | Permanently Out Of Use | Empty | 1000 | Bare Steel | 1961-01-01 | Galvanized Steel
9059007 | 2 | [5 empty] | Permanently Out Of Use | Empty | 1000 | Bare Steel | 1961-01-01 | Galvanized Steel
9059007 | 3 | [5 empty] | Permanently Out Of Use | Empty | 560 | Bare Steel | 1971-01-01 | Galvanized Steel
9059008 | 1 |  | 1994-04-29 |  | 1994-04-29 |  | Removed from Ground | Diesel | 3000 | Steel-Impressed Current | 1984-01-01 | Cathodically Protected | Safe Suction (Euro)
9059008 | 2 |  | 1994-04-29 |  | 1994-04-29 |  | Removed from Ground | Gas (Historical Use) | 8000 | Steel-Impressed Current | 1984-01-01 | Cathodically Protected | Pressurized
9059008 | 3 |  | 1994-04-29 |  | 1994-04-29 |  | Removed from Ground | Gas (Historical Use) | 3000 | Steel-Impressed Current | 1984-01-01 | Cathodically Protected | Safe Suction (Euro)
9059008 | 4 |  | 1994-04-29 |  | 1994-04-29 |  | Removed from Ground | Gas (Historical Use) | 6000 | Steel-Impressed Current | 1984-01-01 | Cathodically Protected | Pressurized
9059009 | 1 |  | 2000-01-06 |  | 2000-01-06 |  | Removed from Ground | Gas (Historical Use) | 8000 | Steel-Impressed Current | 1978-05-01 | Fiberglass Reinforced Plastic | Pressurized
9059009 | 2 |  | 2000-01-06 |  | 2000-01-06 |  | Removed from Ground | Gas (Historical Use) | 8000 | Steel-Impressed Current | 1978-05-01 | Fiberglass Reinforced Plastic | Pressurized
9059009 | 3 |  | 2000-01-06 |  | 2000-01-06 |  | Removed from Ground | Gas (Historical Use) | 8000 | Steel-Impressed Current | 1978-05-01 | Fiberglass Reinforced Plastic | Pressurized
9059009 | 4 |  | 2000-01-06 |  | 2000-01-06 |  | Removed from Ground | Diesel | 8000 | Steel-Impressed Current | 1978-05-01 | Fiberglass Reinforced Plastic | Pressurized
9059011 | 1 | [5 empty] | Permanently Out Of Use | Gas (Historical Use) | 1000 | Bare Steel | 1964-01-01 | Galvanized Steel
9059011 | 2 | [5 empty] | Permanently Out Of Use | Gas (Historical Use) | 560 | Bare Steel | 1964-01-01 | Galvanized Steel
9059011 | 3 | [5 empty] | Permanently Out Of Use | Gas (Historical Use) | 560 | Bare Steel | 1970-01-01 | Galvanized Steel
9059011 | 4 | [5 empty] | Permanently Out Of Use | Diesel | 1000 | Bare Steel | 1980-01-01 | Galvanized Steel
9059012 | 1 | Ball Float | 1990-01-01 | no | 1990-01-01 | no | Currently in Use | Diesel | 1500 | Fiberglass Double Walled | 1992-01-01 | Fiberglass Reinforced Plastic | Safe Suction (Euro)
9059012 | 356050-1 | [5 empty] | Removed from Ground | Diesel | 5000 | Bare Steel | 1975-01-01 | Galvanized Steel
9059013 | 1 | [5 empty] | Removed from Ground | Empty | 1000 | Bare Steel |  | Galvanized Steel
9059013 | 2 | [5 empty] | Removed from Ground | Empty | 560 | Bare Steel |  | Galvanized Steel
9059014 | 1 | [5 empty] | Removed from Ground | Diesel | 6000 | Bare Steel | 1970-01-01 | Bare Steel
9059017 | 1 | [5 empty] | Removed from Ground | Empty | 4000 | Bare Steel | 1966-01-01 | Galvanized Steel
9059017 | 2 | [5 empty] | Removed from Ground | Empty | 3000 | Bare Steel | 1966-01-01 | Galvanized Steel
9059017 | 3 | [5 empty] | Removed from Ground | Empty | 3000 | Bare Steel | 1966-01-01 | Galvanized Steel
9059018 | 1 | [5 empty] | Removed from Ground | Gas (Historical Use) | 1000 | Marked Unknown |  | Unknown
9059018 | 2 | [5 empty] | Removed from Ground | Gas (Historical Use) | 1000 | Marked Unknown |  | Unknown
9059021 | 1 | [5 empty] | Removed from Ground | Gas (Historical Use) | 1000 | Bare Steel |  | Galvanized Steel | Suction (American)
9059021 | 2 | [5 empty] | Removed from Ground | Gas (Historical Use) | 1000 | Bare Steel |  | Galvanized Steel | Suction (American)
9059022 | 1 | [5 empty] | Removed from Ground | Gas (Historical Use) | 6000 | Bare Steel | 1965-01-01 | Galvanized Steel
9059022 | 2 | [5 empty] | Removed from Ground | Gas (Historical Use) | 6000 | Bare Steel | 1965-01-01 | Galvanized Steel
9059022 | 3 | [5 empty] | Removed from Ground | Gas (Historical Use) | 4000 | Bare Steel | 1965-01-01 | Galvanized Steel
9059022 | 4 |  |  | yes |  | yes | Removed from Ground | Used Oil | 500 | Bare Steel | 1965-01-01 | Galvanized Steel
9059022 | 5 | [5 empty] | Removed from Ground | Diesel | 500 | Bare Steel | 1965-01-01 | Galvanized Steel
9059023 | 1 | [5 empty] | Removed from Ground | Diesel | 10000 | Not Marked/Unknown | 1986-01-01 | Not Marked
9059023 | 2 | [5 empty] | Removed from Ground | Diesel | 10000 | Not Marked/Unknown | 1986-01-01 | Not Marked
9059023 | 3 | [5 empty] | Removed from Ground | Gas (Historical Use) | 1000 | Not Marked/Unknown | 1986-01-01 | Not Marked
9059024 | 1 |  | 1999-02-01 |  | 1999-02-01 |  | Temporarily out of use | Gas (Historical Use) | 3000 | Steel-Impressed Current | 1985-01-01 | Cathodically Protected | Suction (American)
9059024 | 2 |  | 1999-02-01 |  | 1999-02-01 |  | Temporarily out of use | Gas (Historical Use) | 1000 | Steel-Impressed Current | 1979-01-01 | Cathodically Protected | Suction (American)
9059024 | 3 |  | 1999-02-01 |  | 1999-02-01 |  | Temporarily out of use | Gas (Historical Use) | 1000 | Steel-Impressed Current | 1979-01-01 | Cathodically Protected | Suction (American)
9059025 | 1 | [5 empty] | Removed from Ground | Gas (Historical Use) | 1000 | Bare Steel | 1964-01-01 | Bare Steel | Safe Suction (Euro)
9059025 | 2 | [5 empty] | Removed from Ground | Diesel | 1000 | Bare Steel | 1964-01-01 | Bare Steel | Suction (American)
9059026 | 1 | Flapper Valve | 1993-01-01 |  | 1993-01-01 |  | Currently in Use | Gas (Historical Use) | 10000 | Composite | 1993-01-01 | Fiberglass Reinforced Plastic | Suction (American)
9059027 | 1 |  | 1997-06-01 |  | 1997-06-01 |  | Currently in Use | Gas (Historical Use) | 7896 | Cathodically Protected Steel | 1986-11-01 | Fiberglass Reinforced Plastic | Pressurized
9059027 | 2 |  | 1997-06-01 |  | 1997-06-01 |  | Currently in Use | Gas (Historical Use) | 7896 | Cathodically Protected Steel | 1986-11-01 | Fiberglass Reinforced Plastic | Pressurized
9059027 | 3 |  | 1997-06-01 |  | 1997-06-01 |  | Currently in Use | Gas (Historical Use) | 6110 | Cathodically Protected Steel | 1986-11-01 | Cathodically Protected | Pressurized
9059027 | 4 |  | 1997-06-01 |  | 1997-06-01 |  | Currently in Use | Kerosene | 1010 | Cathodically Protected Steel | 1986-11-01 | Cathodically Protected | Suction (American)
9059028 | 1 |  | 1997-01-01 |  | 1997-01-01 |  | Temporarily out of use | Gas (Historical Use) | 6000 | Steel-Impressed Current | 1980-01-01 | Cathodically Protected | Pressurized
9059028 | 2 |  | 1997-01-01 |  | 1997-01-01 |  | Temporarily out of use | Gas (Historical Use) | 6000 | Steel-Impressed Current | 1980-01-01 | Cathodically Protected | Pressurized
9059028 | 3 |  | 1997-01-01 |  | 1997-01-01 |  | Temporarily out of use | Gas (Historical Use) | 10000 | Steel-Impressed Current | 1980-01-01 | Cathodically Protected | Pressurized
9059029 | 1 | [5 empty] | Removed from Ground | Gas (Historical Use) | 2000 | Bare Steel | 1995-04-24 | Galvanized Steel | Suction (American)
9059029 | 2 | [5 empty] | Removed from Ground | Gas (Historical Use) | 3000 | Bare Steel | 1995-04-24 | Galvanized Steel | Suction (American)
9059029 | 3 | [5 empty] | Removed from Ground | Gas (Historical Use) | 3000 | Bare Steel | 1995-04-24 | Galvanized Steel | Suction (American)
9059029 | 4 | [5 empty] | Removed from Ground | Gas (Historical Use) | 4000 | Bare Steel | 1995-04-24 | Galvanized Steel | Suction (American)
9059030 | 1 |  | 1992-01-01 |  | 1992-01-01 |  | Currently in Use | Gas (Historical Use) | 8000 | Cathodically Protected Steel | 1992-01-01 | Fiberglass Reinforced Plastic | Pressurized
9059030 | 2 |  | 1992-01-01 |  | 1992-01-01 |  | Currently in Use | Gas (Historical Use) | 8000 | Cathodically Protected Steel | 1992-01-01 | Fiberglass Reinforced Plastic | Pressurized
9059030 | 3 |  | 1992-01-01 |  | 1992-01-01 |  | Currently in Use | Gas (Historical Use) | 8000 | Cathodically Protected Steel | 1992-01-01 | Fiberglass Reinforced Plastic | Pressurized
9059030 | 4 |  | 1992-01-01 |  | 1992-01-01 |  | Currently in Use | Diesel | 8000 | Cathodically Protected Steel | 1992-01-01 | Fiberglass Reinforced Plastic | Suction (American)
9059030 | 5 |  | 1992-01-01 |  | 1992-01-01 |  | Currently in Use | Kerosene | 2000 | Cathodically Protected Steel | 1992-01-01 | Fiberglass Reinforced Plastic | Pressurized
9059031 | 1 |  | 1994-03-24 |  | 1994-03-24 |  | Removed from Ground | Gas (Historical Use) | 8000 | Steel-Impressed Current | 1982-05-01 | Bare Steel | Suction (American)
9059031 | 10 |  | 2003-05-05 | no | 2003-05-05 | no | Currently in Use | Kerosene | 1000 | Composite | 2003-04-30 | Fiberglass Reinforced Plastic | Pressurized
9059031 | 2 |  | 1994-03-24 |  | 1994-03-24 |  | Removed from Ground | Diesel | 8000 | Steel-Impressed Current | 1982-05-01 | Bare Steel | Suction (American)
9059031 | 3 |  | 1994-03-24 |  | 1994-03-24 |  | Removed from Ground | Gas (Historical Use) | 8000 | Steel-Impressed Current | 1982-05-01 | Bare Steel | Suction (American)
9059031 | 4 |  | 1994-03-24 |  | 1994-03-24 |  | Removed from Ground | Gas (Historical Use) | 8000 | Steel-Impressed Current | 1982-05-01 | Bare Steel | Suction (American)
9059031 | 5 |  | 2003-05-05 | no | 2003-05-05 | no | Currently in Use | Gas (Historical Use) | 10000 | Composite | 2003-04-30 | Fiberglass Reinforced Plastic | Pressurized
9059031 | 6 |  | 2003-05-05 | no | 2003-05-05 | no | Currently in Use | Gas (Historical Use) | 6000 | Composite | 2003-04-30 | Fiberglass Reinforced Plastic | Pressurized
9059031 | 7 |  | 2003-05-05 | no | 2003-05-05 | no | Currently in Use | Diesel | 4000 | Composite | 2003-04-30 | Fiberglass Reinforced Plastic | Pressurized
9059031 | 8 |  | 2003-05-05 | no | 2003-05-05 | no | Currently in Use | Diesel | 2000 | Composite | 2003-04-30 | Fiberglass Reinforced Plastic | Pressurized
9059031 | 9 |  | 2003-05-05 | no | 2003-05-05 | no | Currently in Use | Gas (Historical Use) | 1000 | Composite | 2003-04-30 | Fiberglass Reinforced Plastic | Pressurized
9059032 | 1 |  | 1998-11-23 |  | 1998-11-23 |  | Currently in Use | Gas (Historical Use) | 6000 | Steel-Impressed Current | 1989-04-27 | Cathodically Protected | Pressurized
9059032 | 2 |  | 1998-11-23 |  | 1998-11-23 |  | Currently in Use | Diesel | 6000 | Steel-Impressed Current | 1989-04-27 | Cathodically Protected | Pressurized
9059033 | 1 |  | 1992-01-01 | no | 1992-01-01 | no | Currently in Use | Gas (Historical Use) | 8000 |  | 1992-01-01 | Cathodically Protected | Safe Suction (Euro)
9059034 | 1 | [5 empty] | Removed from Ground | Gas (Historical Use) | 0 | Not Marked/Unknown |  | Not Marked
9059035 | 1 | [5 empty] | Removed from Ground | Gas (Historical Use) | 4000 | Bare Steel | 1996-07-06 | Galvanized Steel | Safe Suction (Euro)
9059035 | 2 | [5 empty] | Removed from Ground | Gas (Historical Use) | 0 | Not Marked/Unknown | 1996-07-06 | Not Marked
9059035 | 3 | [5 empty] | Removed from Ground | Gas (Historical Use) | 3000 | Not Marked/Unknown | 1996-07-06 | Not Marked
9059035 | 4 | [5 empty] | Removed from Ground | Diesel | 500 | Not Marked/Unknown | 1996-07-06 | Not Marked
9059072 | 1 | [5 empty] | Removed from Ground | Gas (Historical Use) | 8000 | Not Marked/Unknown | 1996-12-16 | Not Marked
9059072 | 2 | [5 empty] | Removed from Ground | Gas (Historical Use) | 8000 | Not Marked/Unknown | 1996-12-16 | Not Marked
9059072 | 3 | [5 empty] | Removed from Ground | Diesel | 560 | Not Marked/Unknown | 1996-12-16 | Not Marked
9059075 | 1 |  | 1996-12-01 |  | 1996-12-01 |  | Currently in Use | Gas (Historical Use) | 1000 | Cathodically Protected Steel | 1996-03-18 | Fiberglass Reinforced Plastic | Suction (American)
9059075 | 2 |  | 1996-12-01 |  | 1996-12-01 |  | Currently in Use | Gas (Historical Use) | 1000 | Cathodically Protected Steel | 1996-03-18 | Fiberglass Reinforced Plastic | Suction (American)
9059076 | 5 | Flapper Valve | 1999-06-04 | no | 1999-06-04 | no | Currently in Use | Gas (Historical Use) | 3000 |  | 1994-04-01 | Fiberglass Reinforced Plastic | Safe Suction (Euro)
9059076 | 6 | Flapper Valve | 1999-06-04 | no | 1999-06-04 | no | Currently in Use | Gas (Historical Use) | 8000 | Composite | 1999-06-01 | Fiberglass Reinforced Plastic | Safe Suction (Euro)
9059076 | 7 | Flapper Valve | 1999-06-04 | no | 1999-06-04 | no | Currently in Use | Gas (Historical Use) | 3000 | Composite | 1999-06-01 | Fiberglass Reinforced Plastic | Safe Suction (Euro)
9059076 | 8 | Flapper Valve | 1999-06-04 | no | 1999-06-04 | no | Currently in Use | Diesel | 2000 | Composite | 1999-06-01 | Fiberglass Reinforced Plastic | Safe Suction (Euro)
9059077 | 1 |  | 1994-02-01 |  | 1994-02-01 | yes | Currently in Use | Gas (Historical Use) | 10000 | Galvanic (STIP-3) | 1988-01-01 | Cathodically Protected | Pressurized
9059077 | 2 |  | 1994-02-01 |  | 1994-02-01 | yes | Currently in Use | Gas (Historical Use) | 10000 | Galvanic (STIP-3) | 1988-01-01 | Fiberglass Reinforced Plastic | Pressurized
9059077 | 3 | [5 empty] | Removed from Ground | Gas (Historical Use) | 10000 | Galvanic (STIP-3) | 1994-01-01 | Fiberglass Reinforced Plastic | Pressurized
9059077 | 4 |  | 1994-02-01 |  | 1994-02-01 | yes | Temporarily out of use | Diesel | 20000 | Galvanic (STIP-3) | 1986-01-01 | Cathodically Protected | Pressurized
9059077 | 5 |  | 1994-02-01 |  | 1994-02-01 | yes | Currently in Use | Diesel | 20000 | Galvanic (STIP-3) | 1986-01-01 | Cathodically Protected | Pressurized
9059077 | 6 |  | 1994-02-01 |  | 1994-02-01 | yes | Currently in Use | Gas (Historical Use) | 10000 | Galvanic (STIP-3) | 1994-01-01 | Fiberglass Reinforced Plastic | Pressurized
9059078 | 1 | Flapper Valve | 1996-01-01 |  | 1996-01-01 |  | Currently in Use | Gas (Historical Use) | 12000 | Fiberglass | 1996-01-01 | Fiberglass Reinforced Plastic | Pressurized
9059078 | 2 |  | 1996-01-01 |  | 1996-01-01 |  | Currently in Use | Gas (Historical Use) | 12000 | Fiberglass | 1996-01-01 | Fiberglass Reinforced Plastic | Pressurized
9059078 | 3 | Flapper Valve | 2007-01-01 | no | 2007-01-01 | no | Currently in Use | Diesel | 5000 | Epoxy | 2007-01-01 | Fiberglass Reinforced Plastic | Gravity Fed
9059079 | D-1 |  | 1996-12-01 |  | 1996-12-01 |  | Removed from Ground | Diesel | 10000 | Cathodically Protected Steel | 1997-04-28 | Cathodically Protected | Pressurized
9059079 | D-2 |  | 1996-12-01 |  | 1996-12-01 |  | Removed from Ground | Diesel | 10000 | Cathodically Protected Steel | 1997-04-28 | Cathodically Protected | Pressurized
9059079 | MO-1 |  | 1996-12-01 |  | 1996-12-01 |  | Removed from Ground | Other | 5000 | Cathodically Protected Steel | 1999-01-27 | Cathodically Protected | Suction (American)
9059079 | WO-1 |  |  | yes | 1996-12-01 | yes | Removed from Ground | Used Oil | 2000 | Cathodically Protected Steel | 2000-09-08 | Cathodically Protected | Gravity Fed
9059080 | 1 |  | 1997-06-01 |  | 1997-06-01 |  | Currently in Use | Gas (Historical Use) | 15000 | Double Walled | 1997-06-01 | Fiberglass Reinforced Plastic | Pressurized
9059080 | 2 |  | 1997-06-01 |  | 1997-06-01 |  | Currently in Use | Gas (Historical Use) | 12000 | Double Walled | 1997-06-01 | Fiberglass Reinforced Plastic | Pressurized
9059080 | 3 |  | 1997-06-01 |  | 1997-06-01 |  | Currently in Use | Diesel | 25000 | Double Walled | 1997-06-01 | Fiberglass Reinforced Plastic | Pressurized
9059080 | 4 |  | 1997-06-01 |  | 1997-06-01 |  | Currently in Use | Diesel | 25000 | Double Walled | 1997-06-01 | Fiberglass Reinforced Plastic | Pressurized
9059081 | 1 |  | 1994-05-01 |  | 1994-05-01 |  | Currently in Use | Diesel | 20000 | Double Walled | 1994-05-01 | Fiberglass Reinforced Plastic | Pressurized
9059082 | 1 | Overfill Alarm | 1994-11-01 | no | 1994-11-01 | no | Currently in Use | Regular | 10000 | Fiberglass Double Walled | 1984-11-01 | Fiberglass Reinforced Plastic | Pressurized
9059082 | 2 | Overfill Alarm | 1994-11-01 | no | 1994-11-01 | no | Currently in Use | Regular | 10000 | Fiberglass Double Walled | 1994-11-01 | Fiberglass Reinforced Plastic | Pressurized
9059082 | 3 | Overfill Alarm | 1994-11-01 | no | 1994-11-01 | no | Currently in Use | Plus | 10000 | Fiberglass Double Walled | 1994-11-01 | Fiberglass Reinforced Plastic | Pressurized
9059082 | 4 | Overfill Alarm | 1994-11-01 | no | 1994-11-01 | no | Currently in Use | Diesel | 10000 | Fiberglass Double Walled | 1994-11-01 | Fiberglass Reinforced Plastic | Pressurized
9059083 | 1 | Overfill Alarm | 1994-12-01 | no | 1994-12-01 | no | Currently in Use | Diesel | 20000 | Fiberglass Double Walled | 1994-12-01 | Fiberglass Reinforced Plastic | Pressurized
9059083 | 2 | Overfill Alarm | 1994-12-01 | no | 1994-12-01 | no | Currently in Use | Diesel | 20000 | Fiberglass Double Walled | 1994-12-01 | Fiberglass Reinforced Plastic | Pressurized
9059083 | 3 | Overfill Alarm | 1994-12-01 | no | 1994-12-01 | no | Currently in Use | Diesel | 20000 | Fiberglass Double Walled | 1994-12-01 | Fiberglass Reinforced Plastic | Pressurized
9059083 | 4 | Overfill Alarm | 1994-12-01 | no | 1994-12-01 | no | Currently in Use | Diesel | 20000 | Fiberglass Double Walled | 1994-12-01 | Fiberglass Reinforced Plastic | Pressurized
9059084 | 1 |  | 1994-12-01 | yes | 1994-12-01 | no | Currently in Use | New Oil | 10000 | Fiberglass Double Walled | 1994-12-01 | Fiberglass Reinforced Plastic | Safe Suction (Euro)
9059084 | 2 |  | 1994-12-01 | yes | 1994-12-01 | yes | Currently in Use | Used Oil | 8000 | Fiberglass Double Walled | 1994-12-01 | Fiberglass Reinforced Plastic | Gravity
9059085 | 1 |  | 1998-10-01 |  | 1998-10-01 |  | Currently in Use | Diesel | 530 | Composite | 1998-10-01 | Copper | Safe Suction (Euro)
9059086 | 1 |  | 1998-11-01 |  | 1998-11-01 |  | Currently in Use | Gas (Historical Use) | 10000 | Composite | 1998-11-01 | Fiberglass Reinforced Plastic | Pressurized
9059086 | 2 |  | 1998-11-01 |  | 1998-11-01 |  | Currently in Use | Gas (Historical Use) | 10000 | Composite | 1998-11-01 | Fiberglass Reinforced Plastic | Pressurized
9059086 | 3 |  | 1998-11-01 |  | 1998-11-01 |  | Temporarily out of use | Diesel | 10000 | Composite | 1998-11-01 | Fiberglass Reinforced Plastic | Pressurized
9059086 | 4 |  | 1998-11-01 |  | 1998-11-01 |  | Currently in Use | Diesel | 10000 | Composite | 1998-11-01 | Fiberglass Reinforced Plastic | Pressurized
9059087 | 1 |  | 2000-12-01 |  | 2000-12-01 |  | Currently in Use | Diesel | 20000 | Fiberglass Double Walled | 2000-12-01 | Double-Walled Fiberglass | Pressurized
9059087 | 2 |  | 2000-12-01 |  | 2000-12-01 |  | Currently in Use | Diesel | 20000 | Fiberglass Double Walled | 2000-12-01 | Double-Walled Fiberglass | Pressurized
9059087 | 3 |  | 2000-12-01 |  | 2000-12-01 |  | Currently in Use | Diesel | 20000 | Fiberglass Double Walled | 2000-12-01 | Double-Walled Fiberglass | Pressurized
9059087 | 4 |  | 2000-12-01 |  | 2000-12-01 |  | Currently in Use | Gas (Historical Use) | 20000 | Fiberglass Double Walled | 2000-12-01 | Double-Walled Fiberglass | Pressurized
9059087 | 5 |  | 2000-12-01 |  | 2000-12-01 |  | Currently in Use | Gas (Historical Use) | 12000 | Fiberglass Double Walled | 2000-12-01 | Double-Walled Fiberglass | Pressurized
9059089 | 1 |  | 2000-09-01 |  | 2000-09-01 |  | Currently in Use | Gas (Historical Use) | 15000 | Composite Double Walled | 1997-09-01 | Double-Walled Fiberglass | Pressurized
9059089 | 2 |  | 2000-09-01 |  | 2000-09-01 |  | Currently in Use | Diesel | 12000 | Composite Double Walled | 1997-09-01 | Double-Walled Fiberglass | Pressurized
9059089 | 3 |  | 2000-09-01 |  | 2000-09-01 |  | Currently in Use | Gas (Historical Use) | 12000 | Composite Double Walled | 1997-09-01 | Double-Walled Fiberglass | Pressurized
9059090 | 1A |  | 2001-12-02 |  | 2001-12-02 |  | Currently in Use | Gas (Historical Use) | 11000 | Composite | 2001-12-01 | Double-Walled Flex | Pressurized
9059090 | 1B |  | 2001-12-02 |  | 2001-12-02 |  | Currently in Use | Gas (Historical Use) | 4000 | Composite | 2001-12-01 | Double-Walled Flex | Pressurized
9060001 | 1 | [5 empty] | Removed from Ground | Diesel | 10000 | Bare Steel | 1991-11-01 | Galvanized Steel
9060002 | 1 | Ball Float | 1986-01-01 |  | 1986-01-01 |  | Currently in Use | Gas (Historical Use) | 12000 | Fiberglass | 1986-10-31 | Fiberglass Reinforced Plastic | Pressurized
9060002 | 2 | Ball Float | 1986-01-01 |  | 1986-01-01 |  | Currently in Use | Gas (Historical Use) | 10000 | Fiberglass | 1986-10-31 | Fiberglass Reinforced Plastic | Pressurized
9060002 | 3 | Ball Float | 1986-01-01 |  | 1986-01-01 |  | Currently in Use | Gas (Historical Use) | 8000 | Fiberglass | 1988-10-31 | Fiberglass Reinforced Plastic | Pressurized
9060003 | 1 | [5 empty] | Removed from Ground | Other | 0 | Not Marked/Unknown | 1988-09-07 | Not Marked
9060003 | 2 | [5 empty] | Removed from Ground | Other | 0 | Not Marked/Unknown | 1988-09-07 | Not Marked
9060003 | 3 | [5 empty] | Removed from Ground | Other | 0 | Not Marked/Unknown | 1988-09-07 | Not Marked
9060003 | 4 | [5 empty] | Removed from Ground | Other | 0 | Not Marked/Unknown | 1988-09-07 | Not Marked
9060004 | 1 | [5 empty] | Removed from Ground | Other | 0 | Not Marked/Unknown | 1988-09-09 | Not Marked
9060004 | 2 | [5 empty] | Removed from Ground | Other | 0 | Not Marked/Unknown | 1988-09-09 | Not Marked
9060004 | 3 | [5 empty] | Removed from Ground | Other | 0 | Not Marked/Unknown | 1988-09-09 | Not Marked
9060004 | 4 | [5 empty] | Removed from Ground | Other | 0 | Not Marked/Unknown | 1988-09-09 | Not Marked
9060004 | 5 | [5 empty] | Removed from Ground | Other | 0 | Not Marked/Unknown | 1988-09-09 | Not Marked
9060006 | 1 | [5 empty] | Permanently Out of Use - historical purposes | Gas (Historical Use) | 4000 | Bare Steel | 1968-01-01 | Unknown | Pressurized
9060006 | 2 | [5 empty] | Permanently Out of Use - historical purposes | Gas (Historical Use) | 6000 | Bare Steel | 1968-01-01 | Unknown | Pressurized
9060006 | 3 | [5 empty] | Permanently Out of Use - historical purposes | Gas (Historical Use) | 6000 | Bare Steel | 1968-01-01 | Unknown | Pressurized
9060006 | 4 | [5 empty] | Removed from Ground | Used Oil | 1000 | Bare Steel | 2000-07-13 | Unknown | Gravity Fed
9060007 | 1 | [5 empty] | Removed from Ground | Gas (Historical Use) | 2000 | Bare Steel | 1990-11-15 | Galvanized Steel
9060008 | 1 | [5 empty] | Permanently Out of Use - historical purposes | Gas (Historical Use) | 0 | Marked Unknown |  | Unknown
9060009 | 1 |  |  | yes |  | yes | Removed from Ground | Used Oil | 1620 | Concrete | 1991-02-28 | Galvanized Steel
9060010 | 1 | [5 empty] | Removed from Ground | Diesel | 1000 | Bare Steel | 1931-01-01 | Galvanized Steel
9060010 | 2 | [5 empty] | Removed from Ground | Diesel | 550 | Bare Steel | 1931-01-01 | Galvanized Steel
9060011 | 1 | [5 empty] | Removed from Ground | Diesel | 10000 | Bare Steel | 1950-01-01 | Galvanized Steel
9060011 | 2 | [5 empty] | Removed from Ground | Gas (Historical Use) | 10000 | Bare Steel | 1950-01-01 | Galvanized Steel
9060011 | 3 | [5 empty] | Removed from Ground | Other | 6000 | Bare Steel | 1950-01-01 | Galvanized Steel
9060011 | 4 |  |  | yes |  | yes | Removed from Ground | Used Oil | 1000 | Bare Steel | 1950-01-01 | Galvanized Steel
9060011 | 5 | [5 empty] | Removed from Ground | Gas (Historical Use) | 10000 | Bare Steel | 1950-01-01 | Galvanized Steel
9060011 | 6 | [5 empty] | Removed from Ground | Diesel | 15000 | Bare Steel | 1950-01-01 | Galvanized Steel
9060012 | 1 | [5 empty] | Removed from Ground | Gas (Historical Use) | 140 | Cathodically Protected Steel | 1987-09-01 | Unknown
9060013 | 1 | [5 empty] | Removed from Ground | Diesel | 10000 | Bare Steel | 1981-01-01 | Bare Steel
9060013 | 2A | Flapper Valve | 2010-06-28 | no | 2012-08-24 | no | Removed from Ground |  | 10000 | Tank Jacket | 1992-02-01 | Double-Walled Fiberglass | Suction (American)
9060013 | 2B | Flapper Valve | 2010-06-28 | no | 2012-08-24 | no | Removed from Ground |  | 10000 | Tank Jacket | 1992-02-01 | Double-Walled Fiberglass | Suction (American)
9060013 | 3 |  | 2015-08-01 | no | 2015-08-01 | no | Currently in Use | Diesel | 15000 | Fiberglass Double Walled | 2015-08-01 | Double-Walled Flex | Safe Suction (Euro)
9060013 | 4 |  | 2015-08-01 | no | 2015-08-01 | no | Currently in Use | Diesel | 6000 | Fiberglass Double Walled | 2015-08-01 | Double-Walled Flex | Safe Suction (Euro)
9060014 | 1 | [5 empty] | Removed from Ground | Other | 10000 | Marked Unknown | 1984-04-06 | Unknown
9060014 | 2 | [5 empty] | Removed from Ground | Other | 8000 | Marked Unknown | 1984-04-06 | Unknown
9060014 | 3 | [5 empty] | Removed from Ground | Other | 6000 | Marked Unknown | 1984-04-06 | Unknown
9060014 | 4 | [5 empty] | Removed from Ground | Other | 4000 | Marked Unknown | 1984-04-06 | Unknown
9060014 | 5 | [5 empty] | Removed from Ground | Other | 3000 | Marked Unknown | 1984-04-06 | Unknown
9060014 | 6 | [5 empty] | Removed from Ground | Other | 2000 | Marked Unknown | 1984-04-06 | Unknown
9060014 | 7 |  |  | yes |  | yes | Removed from Ground | Used Oil | 550 | Marked Unknown | 1984-04-06 | Unknown
9060015 | 1 | [5 empty] | Removed from Ground | Other | 12000 | Marked Unknown | 1991-07-15 | Unknown
9060015 | 2 | [5 empty] | Removed from Ground | Other | 12000 | Marked Unknown | 1991-07-15 | Unknown
9060015 | 3 | [5 empty] | Removed from Ground | Other | 12000 | Marked Unknown | 1991-07-15 | Unknown
9060016 | 1 | [5 empty] | Permanently Out of Use - historical purposes | Gas (Historical Use) | 1 | Marked Unknown |  | Unknown
9060017 | 1 | [5 empty] | Removed from Ground | Gas (Historical Use) | 8000 | Bare Steel | 1981-01-01 | Bare Steel
9060017 | 2 | [5 empty] | Removed from Ground | Other | 8000 | Bare Steel | 1981-01-01 | Bare Steel
9060018 | 1 | [5 empty] | Removed from Ground | Diesel | 10000 | Bare Steel | 1981-01-01 | Galvanized Steel
9060019 | 1PLUS | Flapper Valve | 1996-06-01 |  | 1996-06-01 |  | Currently in Use | Gas (Historical Use) | 10000 | Steel-Impressed Current | 1980-05-01 | Fiberglass Reinforced Plastic | Pressurized
9060019 | 2UL | Flapper Valve | 1996-06-01 |  | 1996-06-01 |  | Currently in Use | Gas (Historical Use) | 10000 | Steel-Impressed Current | 1980-05-01 | Fiberglass Reinforced Plastic | Pressurized
9060019 | 3SUL | Flapper Valve | 1996-06-01 |  | 1996-06-01 |  | Currently in Use | Gas (Historical Use) | 10000 | Steel-Impressed Current | 1980-05-01 | Fiberglass Reinforced Plastic | Pressurized
9060020 | 1 | [5 empty] | Removed from Ground | Gas (Historical Use) | 960 | Bare Steel | 1991-05-07 | Unknown
9060021 | 1 |  |  | yes |  | yes | Removed from Ground | Used Oil | 3000 | Bare Steel | 1991-05-15 | Bare Steel | Suction (American)
9060021 | 2 |  |  | yes |  | yes | Removed from Ground | Used Oil | 1000 | Bare Steel | 1991-05-01 | Bare Steel | Suction (American)
9060021 | 3 | [5 empty] | Removed from Ground | Gas (Historical Use) | 1000 | Bare Steel | 1991-05-01 | Bare Steel | Suction (American)
9060021 | 4 | [5 empty] | Permanently Out of Use - historical purposes | Other | 10000 | Bare Steel | 1977-01-01 | Bare Steel
9060021 | 5 | [5 empty] | Permanently Out of Use - historical purposes | Other | 10000 | Bare Steel | 1977-01-01 | Bare Steel
9060022 | 3 | [5 empty] | Removed from Ground | Diesel | 10000 | Bare Steel | 1982-01-01 | Not Marked
9060022 | 4 | [5 empty] | Removed from Ground | Gas (Historical Use) | 500 | Bare Steel | 1981-01-01 | Not Marked
9060022 | 5 |  |  | yes |  | yes | Removed from Ground | Used Oil | 500 | Bare Steel | 1982-01-01 | Not Marked
9060023 | 1 | [5 empty] | Removed from Ground | Gas (Historical Use) | 0 | Marked Unknown | 1985-06-01 | Unknown
9060024 | 1 | [5 empty] | Removed from Ground | Other | 0 | Marked Unknown |  | Unknown
9060024 | 2 | [5 empty] | Removed from Ground | Other | 0 | Marked Unknown |  | Unknown
9060024 | 3 | [5 empty] | Removed from Ground | Other | 0 | Marked Unknown |  | Unknown
9060025 | 1 | [5 empty] | Removed from Ground | Other | 0 | Not Marked/Unknown | 1990-06-30 | Not Marked
9060026 | UNK | [5 empty] | Removed from Ground | Other | 1 | Marked Unknown | 1986-03-01 | Not Marked
9060027 | 1 | [5 empty] | Removed from Ground | Other | 0 | Marked Unknown | 1989-01-01 | Unknown
9060027 | 2 | [5 empty] | Removed from Ground | Other | 0 | Marked Unknown | 1989-01-01 | Unknown
9060027 | 3 | [5 empty] | Removed from Ground | Other | 0 | Marked Unknown | 1973-01-01 | Unknown
9060028 | 1 | Ball Float | 1998-10-26 |  | 1998-10-26 |  | Currently in Use | Gas (Historical Use) | 10000 | Steel-Impressed Current | 1999-01-29 | Steel (Impressed Current) | Pressurized
9060028 | 2 | Ball Float | 1998-10-26 |  | 1998-10-26 |  | Currently in Use | Gas (Historical Use) | 10000 | Steel-Impressed Current | 1999-01-29 | Steel (Impressed Current) | Pressurized
9060028 | 3 | Ball Float | 1998-10-26 |  | 1998-10-26 |  | Currently in Use | Gas (Historical Use) | 10000 | Steel-Impressed Current | 1999-01-29 | Steel (Impressed Current) | Pressurized
9060028 | 4 | Flapper Valve | 1998-10-26 |  | 1998-10-26 |  | Currently in Use | Diesel | 10000 | Steel-Impressed Current | 1999-01-29 | Steel (Impressed Current) | Pressurized
9060029 | 1 | [5 empty] | Removed from Ground | Diesel | 10000 | Bare Steel | 1983-01-01 | Bare Steel | Suction (American)
9060029 | 2 | [5 empty] | Removed from Ground | Diesel | 6000 | Bare Steel | 1979-01-01 | Unknown
9060029 | 3 | [5 empty] | Removed from Ground | Gas (Historical Use) | 10000 | Bare Steel | 1981-01-01 | Unknown
9060029 | 4 | [5 empty] | Removed from Ground | Gas (Historical Use) | 8000 | Bare Steel | 1979-01-01 | Unknown
9060029 | 5 | [5 empty] | Removed from Ground | Gas (Historical Use) | 2000 | Bare Steel | 1989-11-17 | Unknown
9060029 | 6 | [5 empty] | Currently in Use | Diesel | 10000 | Bare Steel | 1978-01-01 | Unknown
9060029 | 7 | [5 empty] | Closed in Ground | Diesel | 8000 | Bare Steel | 1974-01-01 | Unknown
9060029 | 8 | [5 empty] | Closed in Ground | Gas (Historical Use) | 8000 | Bare Steel | 1989-11-17 | Unknown
9060029 | 9 |  |  | yes |  | yes | Removed from Ground | Used Oil | 500 | Bare Steel | 1989-11-17 | Unknown
9060030 | 1 | [5 empty] | Removed from Ground | Gas (Historical Use) | 8000 | Bare Steel | 1990-05-14 | Bare Steel
9060030 | 2 | [5 empty] | Removed from Ground | Diesel | 8000 | Bare Steel | 1990-05-14 | Bare Steel
9060030 | 3 | [5 empty] | Removed from Ground | Diesel | 8000 | Bare Steel | 1990-05-14 | Bare Steel
9060030 | 4 |  |  | yes |  | yes | Removed from Ground | Used Oil | 500 | Bare Steel | 1990-05-14 | Bare Steel
9060030 | 5 | [5 empty] | Removed from Ground | Gas (Historical Use) | 500 | Bare Steel | 1990-09-21 | Bare Steel
9060030 | 6 | Ball Float | 2007-08-01 | no | 2007-08-01 | no | Removed from Ground | Diesel | 15000 | Composite Double Walled | 2007-08-01 | Double-Walled Fiberglass | Pressurized
9060030 | 7 |  |  | no |  | no | Removed from Ground |  | 4000 | Bare Steel
9060030 | 8
9060031 | 1 | [5 empty] | Permanently Out of Use - historical purposes | Gas (Historical Use) | 2500 | Bare Steel |  | Galvanized Steel
9060031 | 2 | [5 empty] | Permanently Out of Use - historical purposes | Gas (Historical Use) | 2500 | Bare Steel |  | Galvanized Steel
9060031 | 3 | [5 empty] | Removed from Ground | Gas (Historical Use) | 2500 | Bare Steel | 2006-05-30 | Galvanized Steel | Safe Suction (Euro)
9060031 | 4 | [5 empty] | Removed from Ground | Gas (Historical Use) | 2500 | Bare Steel | 2006-05-30 | Galvanized Steel | Safe Suction (Euro)
9060031 | 5 | [5 empty] | Permanently Out of Use - historical purposes | Kerosene | 550 | Bare Steel |  | Galvanized Steel | Safe Suction (Euro)
9060032 | 1 |  | 1996-10-04 |  | 1993-01-01 |  | Removed from Ground | Diesel | 3000 | Steel-Impressed Current | 1996-08-01 | Cathodically Protected | Suction (American)
9060032 | 2 |  | 1996-10-04 |  | 1993-01-01 |  | Removed from Ground | Gas (Historical Use) | 3000 | Steel-Impressed Current | 1996-08-01 | Cathodically Protected | Suction (American)
9060034 | 1 | [5 empty] | Removed from Ground | Gas (Historical Use) | 0 | Marked Unknown | 1990-07-08 | Unknown
9060034 | 2 | [5 empty] | Removed from Ground | Other | 0 | Marked Unknown | 1990-07-08 | Unknown
9060034 | 3 | [5 empty] | Removed from Ground | Other | 0 | Marked Unknown | 1990-07-08 | Unknown
9060035 | 1 | [5 empty] | Removed from Ground | Gas (Historical Use) | 3000 | Bare Steel | 1979-01-10 | Unknown
9060035 | 2 | [5 empty] | Removed from Ground | Gas (Historical Use) | 3000 | Bare Steel | 1979-01-01 | Unknown
9060036 | 1 | [5 empty] | Removed from Ground | Other | 6000 | Marked Unknown | 1990-11-13 | Unknown
9060036 | 2 | [5 empty] | Removed from Ground | Other | 6000 | Marked Unknown | 1990-11-13 | Unknown
9060036 | 3 | [5 empty] | Removed from Ground | Other | 6000 | Marked Unknown | 1990-11-13 | Unknown
9060036 | 4 | [5 empty] | Removed from Ground | Other | 6000 | Marked Unknown | 1990-11-13 | Unknown
9060037 | 1 |  |  | no |  | no | Removed from Ground | Gas (Historical Use) | 5000 | Bare Steel | 2002-08-21 | Unknown
9060038 | 1 | Flapper Valve | 1991-12-01 |  | 1991-12-01 |  | Currently in Use | Gas (Historical Use) | 10000 | Fiberglass | 1987-01-01 | Fiberglass Reinforced Plastic | Pressurized
9060038 | 2 | Flapper Valve | 1991-12-01 |  | 1991-12-01 |  | Currently in Use | Gas (Historical Use) | 10000 | Fiberglass | 1987-01-01 | Fiberglass Reinforced Plastic | Pressurized
9060038 | 3 | Flapper Valve | 1991-12-01 |  | 1991-12-01 |  | Currently in Use | Gas (Historical Use) | 10000 | Fiberglass | 1987-01-01 | Fiberglass Reinforced Plastic | Pressurized
9060038 | 4 | Flapper Valve | 1991-12-01 |  | 1991-12-01 |  | Currently in Use | Gas (Historical Use) | 10000 | Fiberglass | 1987-01-01 | Fiberglass Reinforced Plastic | Pressurized
9060039 | 1 | [5 empty] | Removed from Ground | Diesel | 10000 | Epoxy | 1970-01-01 | Unknown
9060039 | 2 | [5 empty] | Removed from Ground | Diesel | 10000 | Epoxy | 1970-01-01 | Unknown
9060040 | 2 |  | 1993-01-01 |  | 1993-01-01 |  | Currently in Use | Diesel | 1000 | Fiberglass | 1993-01-01 | Fiberglass Reinforced Plastic | Safe Suction (Euro)
9060041 | 1 | [5 empty] | Permanently Out of Use - historical purposes | Gas (Historical Use) | 6000 | Bare Steel | 1973-04-26 | Galvanized Steel
9060041 | 1A |  | 1991-09-20 |  | 1991-09-20 |  | Currently in Use | Gas (Historical Use) | 12000 | Cathodically Protected Steel | 1991-09-20 | Fiberglass Reinforced Plastic | Pressurized
9060041 | 2 | [5 empty] | Permanently Out of Use - historical purposes | Gas (Historical Use) | 6000 | Bare Steel | 1973-04-26 | Galvanized Steel
9060041 | 2A |  | 1991-09-20 |  | 1991-09-20 |  | Currently in Use | Gas (Historical Use) | 12000 | Cathodically Protected Steel | 1991-09-20 | Fiberglass Reinforced Plastic | Pressurized
9060041 | 3 | [5 empty] | Permanently Out of Use - historical purposes | Gas (Historical Use) | 6000 | Bare Steel | 1973-04-26 | Galvanized Steel
9060041 | 3A |  | 1991-09-20 |  | 1991-09-20 |  | Currently in Use | Gas (Historical Use) | 12000 | Cathodically Protected Steel | 1991-09-20 | Fiberglass Reinforced Plastic | Pressurized
9060041 | 4 |  | 1973-04-26 |  | 1973-04-26 |  | Permanently Out of Use - historical purposes | Gas (Historical Use) | 6000 | Cathodically Protected Steel | 1973-04-26 | Galvanized Steel | Pressurized
9060041 | 5 | [5 empty] | Permanently Out of Use - historical purposes | Gas (Historical Use) | 10000 | Cathodically Protected Steel | 1973-04-26 | Galvanized Steel | Pressurized
9060041 | 6 |  |  | yes |  | yes | Permanently Out of Use - historical purposes | Used Oil | 1000 | Bare Steel | 1973-04-26 | Galvanized Steel
9060041 | 7 |  | 1991-09-20 | yes | 2008-01-01 | yes | Temporarily out of use | Used Oil | 500 | Cathodically Protected Steel | 2001-09-04 | Galvanized Steel | Gravity Fed
9060042 | 1 |  | 1966-04-28 |  | 1966-04-28 |  | Permanently Out of Use - historical purposes | Gas (Historical Use) | 4000 | Cathodically Protected Steel | 1966-04-28 | Cathodically Protected
9060042 | 10 |  | 2007-07-27 | no | 2007-08-24 | no | Currently in Use | Diesel | 10000 | Composite | 2007-07-25 | Secondary Containment
9060042 | 2 |  | 1966-04-28 |  | 1966-04-28 |  | Permanently Out of Use - historical purposes | Gas (Historical Use) | 4000 | Cathodically Protected Steel | 1966-04-28 | Cathodically Protected
9060042 | 3 |  | 1966-04-28 |  | 1966-04-28 |  | Permanently Out of Use - historical purposes | Gas (Historical Use) | 4000 | Cathodically Protected Steel | 1966-04-28 | Cathodically Protected
9060042 | 4 | [5 empty] | Removed from Ground | Gas (Historical Use) | 4000 | Bare Steel | 1966-04-28 | Galvanized Steel
9060042 | 5 | [5 empty] | Removed from Ground | Gas (Historical Use) | 4000 | Bare Steel | 1970-04-27 | Galvanized Steel
9060042 | 6 |  |  | yes |  | yes | Removed from Ground | Used Oil | 500 | Bare Steel | 1966-04-28 | Galvanized Steel
9060042 | 7 |  | 1991-07-11 |  | 1991-07-11 |  | Currently in Use | Gas (Historical Use) | 10000 | Cathodically Protected Steel | 1991-07-11 | Cathodically Protected
9060042 | 8 |  | 1991-07-11 |  | 1991-07-11 |  | Currently in Use | Gas (Historical Use) | 10000 | Cathodically Protected Steel | 1991-07-11 | Cathodically Protected
9060042 | 9 |  | 1991-07-11 |  | 1991-07-11 |  | Currently in Use | Diesel | 10000 | Cathodically Protected Steel | 1991-07-11 | Cathodically Protected
9060043 | 1 |  | 1988-10-07 |  | 1988-10-07 |  | Currently in Use | Diesel | 6000 | Fiberglass Double Walled | 1986-01-01 | Fiberglass Reinforced Plastic | Suction (American)
9060043 | 2 |  | 2000-10-12 |  | 2000-10-12 |  | Currently in Use | Diesel | 10000 | Fiberglass Double Walled | 2000-10-05 | Double Walled | Suction (American)
9060043 | 3 |  | 2008-06-01 | no | 2008-06-01 | no | Currently in Use | Diesel | 8000 | Fiberglass Double Walled | 2008-06-01 | Double-Walled Flex | Suction (American)
9060043 | 4 |  | 2014-10-01 | no | 2014-10-01 | no | Currently in Use | Diesel | 8000 | Fiberglass Double Walled | 2014-10-01 | Double-Walled Flex | Suction (American)
9060044 | 1 | [5 empty] | Removed from Ground | Gas (Historical Use) | 1000 | Marked Unknown | 1965-01-01 | Unknown
9060044 | 2 | [5 empty] | Removed from Ground | Gas (Historical Use) | 1000 | Marked Unknown | 1965-01-01 | Unknown
9060044 | 3 | [5 empty] | Removed from Ground | Gas (Historical Use) | 1000 | Marked Unknown | 1965-01-01 | Unknown
9060046 | 1 | [5 empty] | Removed from Ground | Diesel | 1000 | Not Marked/Unknown | 1989-08-08 | Not Marked
9060046 | 2 | [5 empty] | Removed from Ground | Gas (Historical Use) | 5000 | Not Marked/Unknown | 1989-08-08 | Not Marked
9060046 | 3 | [5 empty] | Removed from Ground | Gas (Historical Use) | 5000 | Not Marked/Unknown | 1989-08-08 | Not Marked
9060046 | 4 |  |  | yes |  | yes | Removed from Ground | Used Oil | 1000 | Not Marked/Unknown | 1989-08-08 | Not Marked
9060047 | 1 | [5 empty] | Closed in Ground | Diesel | 3000 | Bare Steel | 1939-01-01 | Galvanized Steel
9060048 | 1 | [5 empty] | Removed from Ground | Other | 5000 | Bare Steel | 1980-01-01 | Copper | Suction (American)
9060048 | 2 | [5 empty] | Removed from Ground | Diesel | 1000 | Bare Steel | 1969-01-01 | Copper | Suction (American)
9060048 | 3 |  | 1995-08-25 | no | 1995-08-25 | no | Currently in Use | Diesel | 4000 | Fiberglass Double Walled | 1995-08-25 | Double-Walled Fiberglass | Suction (American)
9060049 | 1 | [5 empty] | Removed from Ground | Gas (Historical Use) | 5000 | Bare Steel | 1970-01-01 | Unknown
9060049 | 2 | [5 empty] | Removed from Ground | Gas (Historical Use) | 3000 | Bare Steel | 1970-01-01 | Unknown
9060049 | 3 | [5 empty] | Removed from Ground | Gas (Historical Use) | 4000 | Bare Steel | 1970-01-01 | Unknown
9060049 | 4 |  |  | yes |  | yes | Removed from Ground | Used Oil | 550 | Bare Steel | 1970-01-01 | Unknown
9060050 | 1 | [5 empty] | Removed from Ground | Gas (Historical Use) | 3000 | Bare Steel | 1965-01-01 | Galvanized Steel
9060050 | 2 | [5 empty] | Removed from Ground | Gas (Historical Use) | 3000 | Bare Steel | 1965-01-01 | Galvanized Steel
9060050 | 3 | [5 empty] | Removed from Ground | Gas (Historical Use) | 3000 | Bare Steel | 1965-01-01 | Galvanized Steel
9060050 | 4 | [5 empty] | Removed from Ground | Kerosene | 550 | Bare Steel | 1965-01-01 | Galvanized Steel
9060050 | 5 |  |  | yes |  | yes | Removed from Ground | Used Oil | 550 | Bare Steel | 1965-01-01 | Galvanized Steel
9060051 | 1 | [5 empty] | Removed from Ground | Diesel | 300 | Marked Unknown | 1982-01-01 | Unknown
9060052 | 1 | Ball Float | 1988-04-01 |  | 1988-04-01 |  | Currently in Use | Gas (Historical Use) | 10000 | Steel-Impressed Current | 1988-04-01 | Steel (Impressed Current) | Pressurized
9060052 | 2 | Ball Float | 1988-04-01 |  | 1988-04-01 |  | Currently in Use | Gas (Historical Use) | 10000 | Steel-Impressed Current | 1988-04-01 | Steel (Impressed Current) | Pressurized
9060052 | 3 | Ball Float | 1988-04-01 |  | 1988-04-01 |  | Currently in Use | Gas (Historical Use) | 10000 | Steel-Impressed Current | 1988-04-01 | Steel (Impressed Current) | Pressurized
9060052 | 4 | Ball Float | 1988-04-01 |  | 1988-04-01 |  | Currently in Use | Diesel | 10000 | Steel-Impressed Current | 1988-04-01 | Steel (Impressed Current) | Pressurized
9060053 | 1 | [5 empty] | Removed from Ground | Other | 0 | Not Marked/Unknown | 1988-09-07 | Not Marked
9060053 | 2 | [5 empty] | Removed from Ground | Other | 0 | Not Marked/Unknown | 1988-09-07 | Not Marked
9060053 | 3 | [5 empty] | Removed from Ground | Other | 0 | Not Marked/Unknown | 1988-09-07 | Not Marked
9060053 | 4 | [5 empty] | Removed from Ground | Other | 0 | Not Marked/Unknown | 1988-09-07 | Not Marked
9060053 | 5 | [5 empty] | Removed from Ground | Other | 0 | Not Marked/Unknown | 1988-09-07 | Not Marked
9060055 | 1 | [5 empty] | Removed from Ground | Other | 1000 | Marked Unknown | 1991-10-15 | Unknown
9060055 | 2 |  |  | yes |  | yes | Removed from Ground | Used Oil | 1000 | Marked Unknown | 1991-10-15 | Unknown
9060055 | 3 | [5 empty] | Removed from Ground | Other | 1000 | Marked Unknown | 1991-10-15 | Unknown
9060056 | 1 | [5 empty] | Removed from Ground | Diesel | 15214 | Bare Steel | 1978-01-01 | Bare Steel
9060056 | 2 |  |  | no |  | no | Removed from Ground | Diesel | 10000 | Fiberglass Double Walled | 1991-07-01 | Bare Steel
9060057 | 1 | [5 empty] | Removed from Ground | Diesel | 12000 | Double Walled | 1989-01-01 | Galvanized Steel | Suction (American)
9060057 | 2 | [5 empty] | Removed from Ground | Gas (Historical Use) | 12000 | Double Walled | 1989-01-01 | Galvanized Steel | Suction (American)
9060057 | 3 | [5 empty] | Removed from Ground | Diesel | 12000 | Double Walled | 1989-01-01 | Galvanized Steel | Suction (American)
9060057 | 4 | [5 empty] | Removed from Ground | Other | 1000 | Bare Steel | 1987-01-01 | Unknown
9060057 | 5 |  |  | yes |  | yes | Removed from Ground | Used Oil | 1000 | Bare Steel | 1987-01-01 | Unknown
9060058 | 1 |  |  | yes |  | yes | Removed from Ground | Used Oil | 500 | Bare Steel | 1975-01-01 | Unknown
9060059 | 1 |  |  |  | 1986-12-06 |  | Removed from Ground | Gas (Historical Use) | 6000 | Cathodically Protected Steel | 1986-12-06 | Galvanized Steel | Safe Suction (Euro)
9060059 | 2 |  |  |  | 1986-12-06 |  | Removed from Ground | Gas (Historical Use) | 4000 | Cathodically Protected Steel | 1986-12-06 | Galvanized Steel | Safe Suction (Euro)
9060059 | 3 |  |  |  | 1986-12-06 |  | Removed from Ground | Gas (Historical Use) | 4000 | Cathodically Protected Steel | 1986-12-06 | Galvanized Steel | Safe Suction (Euro)
9060059 | 4 |  | 2011-11-30 | yes | 2007-09-18 | yes | Removed from Ground | Used Oil | 552 | Bare Steel | 1978-01-01 | Galvanized Steel | Gravity Fed
9060059 | 5 | [5 empty] | Removed from Ground | Gas (Historical Use) | 3000 | Bare Steel | 1953-05-10 | Galvanized Steel
9060059 | 6 | [5 empty] | Removed from Ground | Gas (Historical Use) | 3000 | Bare Steel | 1953-05-10 | Galvanized Steel
9060059 | 7 | [5 empty] | Removed from Ground | Gas (Historical Use) | 3000 | Bare Steel | 1953-05-10 | Galvanized Steel
9060059 | 8 | [5 empty] | Removed from Ground | Gas (Historical Use) | 3000 | Bare Steel | 1953-05-10 | Galvanized Steel
9060060 | 1 | [5 empty] | Closed in Ground | Gas (Historical Use) | 550 | Bare Steel | 1964-01-01 | Unknown
9060060 | 2 | [5 empty] | Closed in Ground | Empty | 1000 | Bare Steel | 1966-01-01 | Unknown
9060061 | 1 | Ball Float | 2001-01-01 |  | 2001-01-01 |  | Currently in Use | Gas (Historical Use) | 10000 | Fiberglass | 1980-01-01 | Fiberglass Reinforced Plastic | Pressurized
9060061 | 2 | Ball Float | 2001-01-01 |  | 2001-01-01 |  | Currently in Use | Gas (Historical Use) | 10000 | Fiberglass | 1980-01-01 | Fiberglass Reinforced Plastic | Pressurized
9060061 | 3 | Ball Float | 2001-01-01 |  | 2001-01-01 |  | Currently in Use | Diesel | 10000 | Fiberglass | 1980-01-01 | Fiberglass Reinforced Plastic | Pressurized
9060062 | 1 | [5 empty] | Removed from Ground | Gas (Historical Use) | 0 | Bare Steel | 1990-11-11 | Galvanized Steel
9060063 | 4D | Flapper Valve | 1997-08-04 |  | 1997-08-04 |  | Removed from Ground | Diesel | 2500 | Fiberglass Double Walled | 1997-08-04 | Fiberglass Reinforced Plastic | Safe Suction (Euro)
9060063 | 5UL | Flapper Valve | 1997-08-04 |  | 1997-08-04 |  | Removed from Ground | Gas (Historical Use) | 2500 | Fiberglass Double Walled | 1997-08-04 | Fiberglass Reinforced Plastic | Safe Suction (Euro)
9060063 | 719D1 | [5 empty] | Removed from Ground | Diesel | 10000 | Bare Steel | 1984-01-01 | Galvanized Steel | Safe Suction (Euro)
9060063 | 719G1 | [5 empty] | Removed from Ground | Gas (Historical Use) | 10000 | Bare Steel | 1984-01-01 | Galvanized Steel | Safe Suction (Euro)
9060063 | 719G2 | [5 empty] | Removed from Ground | Gas (Historical Use) | 10000 | Bare Steel | 1984-01-01 | Galvanized Steel | Safe Suction (Euro)
9060064 | 1 |  | 1994-01-06 |  | 1994-01-06 |  | Currently in Use | Gas (Historical Use) | 10000 | Cathodically Protected Steel | 1989-08-10 | Fiberglass Reinforced Plastic
9060064 | 2 |  | 1994-01-06 |  | 1994-01-06 |  | Currently in Use | Gas (Historical Use) | 10000 | Cathodically Protected Steel | 1989-08-10 | Fiberglass Reinforced Plastic | Pressurized
9060064 | 3 |  | 1994-01-06 |  | 1994-01-06 |  | Currently in Use | Gas (Historical Use) | 10000 | Cathodically Protected Steel | 1989-08-10 | Fiberglass Reinforced Plastic | Pressurized
9060064 | 4 |  | 1994-01-06 |  | 1994-01-06 |  | Currently in Use | Diesel | 10000 | Cathodically Protected Steel | 1989-08-10 | Fiberglass Reinforced Plastic | Pressurized
9060065 | 1 | [5 empty] | Removed from Ground | Gas (Historical Use) | 10000 | Bare Steel | 1967-01-01 | Galvanized Steel
9060066 | 722G1 | [5 empty] | Removed from Ground | Gas (Historical Use) | 4000 | Bare Steel | 1984-01-01 | Galvanized Steel | Pressurized
9060066 | 722G2 | [5 empty] | Removed from Ground | Gas (Historical Use) | 4000 | Bare Steel | 1984-01-01 | Galvanized Steel | Pressurized
9060067 | 1 | Flapper Valve | 1994-08-01 | yes | 1994-08-01 | no | Currently in Use | Diesel | 1000 | Steel-Impressed Current | 1984-01-01 | Steel (Impressed Current) | Safe Suction (Euro)
9060068 | 1 |  | 1994-08-01 |  | 1994-08-01 |  | Removed from Ground | Diesel | 1000 | Fiberglass | 1985-01-01 | Cathodically Protected | Safe Suction (Euro)
9060069 | 1 | [5 empty] | Removed from Ground | Diesel | 1000 | Marked Unknown | 1985-01-01 | Unknown
9060070 | 1 | [5 empty] | Removed from Ground | Diesel | 10000 | Bare Steel | 1971-01-01 | Galvanized Steel
9060070 | 2 | [5 empty] | Removed from Ground | Gas (Historical Use) | 10000 | Bare Steel | 1983-01-01 | Galvanized Steel
9060071 | 1 | Ball Float | 1990-05-08 | no | 1990-05-08 | no | Currently in Use | Regular | 10000 | Tank Jacket | 1990-06-29 | Fiberglass Reinforced Plastic | Pressurized
9060071 | 2 | Ball Float | 1990-05-08 | no | 1990-05-08 | no | Currently in Use | Plus | 10000 | Tank Jacket | 1990-06-29 | Fiberglass Reinforced Plastic | Pressurized
9060071 | 3 | Ball Float | 1990-05-08 | no | 1990-05-08 | no | Currently in Use | Diesel Off Road | 8000 | Tank Jacket | 1990-06-29 | Fiberglass Reinforced Plastic | Pressurized
9060071 | 4 | Ball Float | 1990-05-08 | no | 1990-05-08 | no | Currently in Use | Diesel | 6000 | Tank Jacket | 1990-06-29 | Fiberglass Reinforced Plastic | Pressurized
9060071 | 5 | Ball Float | 1990-05-08 | no | 1990-05-08 | no | Currently in Use | Racing Fuel | 6000 | Tank Jacket | 1990-06-29 | Fiberglass Reinforced Plastic | Pressurized
9060071 | 6 |  |  | no |  | no | Removed from Ground |  | 1000 | Bare Steel | 1994-02-25
9060074 | 1 | [5 empty] | Removed from Ground | Gas (Historical Use) | 1000 | Bare Steel | 1989-07-12 | Unknown
9060074 | 2 | [5 empty] | Removed from Ground | Diesel | 3000 | Bare Steel | 1989-07-12 | Unknown
9060075 | 1 |  | 1989-01-01 |  | 1989-01-01 |  | Removed from Ground | Diesel | 1000 | Fiberglass | 1986-01-01 | Fiberglass Reinforced Plastic | Suction (American)
9060075 | 2 | Flapper Valve | 2007-12-11 |  | 2007-12-11 |  | Currently in Use | Diesel | 2000 | Double Walled | 2001-03-06 | Double-Walled Fiberglass | Suction (American)
9060076 | 1 | Ball Float | 1998-06-23 |  | 1987-01-01 |  | Currently in Use | Diesel | 15000 | Epoxy | 1987-01-01 | Double-Walled Flex | Pressurized
9060077 | 1 |  | 1997-12-30 |  | 1997-12-30 |  | Removed from Ground | Diesel | 500 | Double Walled | 1986-01-01 | Fiberglass Reinforced Plastic | Safe Suction (Euro)
9060078 | 1 | [5 empty] | Removed from Ground | Diesel | 10000 | Bare Steel | 1978-01-01 | Galvanized Steel
9060078 | 2 | [5 empty] | Removed from Ground | Gas (Historical Use) | 1000 | Bare Steel | 1960-01-01 | Galvanized Steel
9060078 | 3 | [5 empty] | Removed from Ground | Gas (Historical Use) | 1000 | Bare Steel | 1960-01-01 | Galvanized Steel
9060078 | 4 | [5 empty] | Removed from Ground | Empty | 1000 | Bare Steel | 1960-01-01 | Galvanized Steel
9060079 | 1 |  | 1988-01-01 |  | 1988-01-01 |  | Temporarily out of use | Diesel | 10000 | Fiberglass Double Walled | 1988-10-01 | Double-Walled Fiberglass | Pressurized
9060079 | 2 |  | 1988-01-01 |  | 1988-01-01 |  | Temporarily out of use | Diesel | 10000 | Fiberglass Double Walled | 1988-10-01 | Double-Walled Fiberglass | Pressurized
9060081 | 1 | [5 empty] | Removed from Ground | Gas (Historical Use) | 8000 | Bare Steel | 1988-08-18 | Unknown
9060081 | 2 | [5 empty] | Removed from Ground | Gas (Historical Use) | 6000 | Bare Steel | 1988-08-18 | Unknown
9060081 | 3 | [5 empty] | Removed from Ground | Gas (Historical Use) | 5000 | Bare Steel | 1988-08-18 | Unknown
9060081 | 4 | [5 empty] | Removed from Ground | Other | 550 | Bare Steel | 1988-08-18 | Unknown
9060081 | 5 | Ball Float | 2013-10-01 | no | 2013-10-01 | no | Currently in Use | Gas (Historical Use) | 10000 | Composite | 1988-10-01 | Fiberglass Reinforced Plastic | Pressurized
9060081 | 6 | Ball Float | 2013-10-01 | no | 2013-10-01 | no | Currently in Use | Gas (Historical Use) | 10000 | Composite | 1988-10-01 | Fiberglass Reinforced Plastic | Pressurized
9060081 | 7 | Ball Float | 2013-10-01 | yes | 2013-10-01 | yes | Currently in Use | Gas (Historical Use) | 10000 | Composite | 1988-10-01 | Fiberglass Reinforced Plastic | Pressurized
9060082 | 1 |  | 1987-01-01 |  | 1987-01-01 |  | Currently in Use | Gas (Historical Use) | 12000 | Fiberglass | 1986-10-01 | Fiberglass Reinforced Plastic | Pressurized
9060082 | 2 |  | 1987-01-01 |  | 1987-01-01 |  | Currently in Use | Gas (Historical Use) | 12000 | Fiberglass | 1986-10-01 | Fiberglass Reinforced Plastic | Pressurized
9060082 | 3 |  | 1987-01-01 |  | 1987-01-01 |  | Currently in Use | Gas (Historical Use) | 12000 | Fiberglass | 1986-10-01 | Fiberglass Reinforced Plastic | Pressurized
9060083 | 1 | [5 empty] | Removed from Ground | Diesel | 8000 | Bare Steel | 1989-10-04 | Galvanized Steel
9060084 | 1 | [5 empty] | Removed from Ground | Gas (Historical Use) | 10000 | Bare Steel | 1971-01-01 | Bare Steel | Safe Suction (Euro)
9060084 | 2 | [5 empty] | Removed from Ground | Diesel | 10000 | Bare Steel | 1981-01-01 | Fiberglass Reinforced Plastic | Safe Suction (Euro)
9060086 | 1 | [5 empty] | Closed in Ground | Gas (Historical Use) | 5000 | Bare Steel | 1953-01-01 | Unknown
9060086 | 2 | [5 empty] | Closed in Ground | Diesel | 10000 | Bare Steel | 1953-01-01 | Bare Steel | Safe Suction (Euro)
9060086 | 3 | [5 empty] | Closed in Ground | Diesel | 10000 | Bare Steel | 1953-01-01 | Bare Steel | Safe Suction (Euro)
9060086 | 4 | [5 empty] | Closed in Ground | Diesel | 10000 | Bare Steel | 1953-01-01 | Bare Steel | Safe Suction (Euro)
9060086 | 5 | [5 empty] | Closed in Ground | Diesel | 10000 | Bare Steel | 1976-01-01 | Bare Steel | Safe Suction (Euro)
9060087 | 1 | [5 empty] | Removed from Ground | Other | 1000 | Bare Steel | 1983-01-01 | Galvanized Steel | Safe Suction (Euro)
9060087 | 2 | [5 empty] | Removed from Ground | Other | 1000 | Bare Steel | 1983-01-01 | Galvanized Steel | Safe Suction (Euro)
9060087 | 3 | [5 empty] | Removed from Ground | Other | 1000 | Bare Steel | 1983-01-01 | Galvanized Steel | Safe Suction (Euro)
9060087 | 4 |  |  | yes |  | yes | Removed from Ground | Used Oil | 750 | Bare Steel | 1983-01-01 | Galvanized Steel
9060087 | 5 |  |  | yes |  | yes | Removed from Ground | Used Oil | 150 | Bare Steel | 1983-01-01 | Galvanized Steel | Gravity Fed
9060087 | 6 | [5 empty] | Removed from Ground | Other | 3000 | Bare Steel | 1983-01-01 | Galvanized Steel | Safe Suction (Euro)
9060087 | 7 |  |  | no |  | no | Removed from Ground | Not Marked | 500 | Bare Steel | 2013-10-16
9060088 | 1 | [5 empty] | Removed from Ground | Diesel | 10000 | Bare Steel | 1967-01-01 | Bare Steel
9060088 | 2 | [5 empty] | Removed from Ground | Gas (Historical Use) | 10000 | Bare Steel | 1967-01-01 | Bare Steel
9060088 | 3 | [5 empty] | Removed from Ground | Gas (Historical Use) | 2000 | Bare Steel | 1967-01-01 | Bare Steel
9060088 | 4 | [5 empty] | Removed from Ground | Gas (Historical Use) | 8000 | Not Marked/Unknown | 1991-07-01 | Bare Steel
9060088 | 5 | [5 empty] | Removed from Ground | Diesel | 12000 | Not Marked/Unknown | 1991-07-01 | Galvanized Steel
9060089 | 1 |  |  | no |  | no | Removed from Ground | Diesel | 12000 | Bare Steel | 1966-01-01 | Bare Steel
9060089 | 2 |  |  | no |  | no | Removed from Ground | Gas (Historical Use) | 8000 | Bare Steel | 1966-01-01 | Bare Steel
9060090 | 1 | Ball Float | 1993-03-10 |  | 1993-03-10 |  | Currently in Use | Diesel | 10000 | Cathodically Protected Steel | 1993-03-10 | Double-Walled Fiberglass | Pressurized
9060090 | 2 | Ball Float | 1993-03-10 | no | 1993-03-10 | no | Currently in Use | Gas (Historical Use) | 10000 |  | 1993-03-10 | Double-Walled Fiberglass | Pressurized
9060090 | 3 | Ball Float | 1993-03-10 | no | 1993-03-10 | no | Currently in Use | Gas (Historical Use) | 10000 |  | 1993-03-10 | Double-Walled Fiberglass | Pressurized
9060090 | 4 | Ball Float | 1994-01-01 | no | 1994-01-01 | no | Currently in Use | E-85 | 10000 | Fiberglass | 1994-01-01 | Double-Walled Fiberglass | Pressurized
9060091 | 1 |  | 1989-01-01 |  | 1989-01-01 |  | Currently in Use | Gas (Historical Use) | 10000 | Fiberglass | 1989-04-18 | Fiberglass Reinforced Plastic | Pressurized
9060091 | 2 |  | 1989-01-01 |  | 1989-01-01 |  | Currently in Use | Gas (Historical Use) | 10000 | Fiberglass | 1989-04-18 | Fiberglass Reinforced Plastic | Pressurized
9060091 | 3 |  | 1989-01-01 |  | 1989-01-01 |  | Currently in Use | Gas (Historical Use) | 10000 | Fiberglass | 1989-04-18 | Fiberglass Reinforced Plastic | Pressurized
9060092 | 1 |  | 1997-12-30 |  | 1997-12-30 |  | Removed from Ground | Diesel | 275 | Cathodically Protected Steel | 1986-09-15 | Double Walled
9060093 | 1 | [5 empty] | Removed from Ground | Other | 10000 | Bare Steel | 1980-01-01 | Galvanized Steel
9060094 | 1 | Ball Float | 1999-12-09 |  | 1990-01-02 |  | Currently in Use | Diesel | 20000 | Fiberglass Double Walled | 1990-01-02 | Fiberglass Reinforced Plastic | Pressurized
9060094 | 2 | Ball Float | 1990-01-02 |  | 1990-01-02 |  | Currently in Use | Gas (Historical Use) | 20000 | Fiberglass Double Walled | 1990-01-02 | Fiberglass Reinforced Plastic | Pressurized
9060095 | 1 | [5 empty] | Removed from Ground | Gas (Historical Use) | 3000 | Bare Steel | 1990-04-30 | Not Marked
9060095 | 2 | [5 empty] | Removed from Ground | Gas (Historical Use) | 5000 | Bare Steel | 1990-04-30 | Not Marked
9060096 | 1 | [5 empty] | Removed from Ground | Gas (Historical Use) | 4000 | Bare Steel | 1963-01-01 | Galvanized Steel
9060096 | 2 | [5 empty] | Removed from Ground | Gas (Historical Use) | 4000 | Bare Steel | 1963-01-01 | Galvanized Steel
9060096 | 3 | [5 empty] | Removed from Ground | Gas (Historical Use) | 4000 | Bare Steel | 1963-01-01 | Galvanized Steel
9060096 | 4 | [5 empty] | Removed from Ground | Gas (Historical Use) | 4000 | Bare Steel | 1963-01-01 | Galvanized Steel
9060096 | 5 |  |  | yes |  | yes | Removed from Ground | Used Oil | 550 | Bare Steel | 1963-01-01 | Galvanized Steel
9060098 | 1 | Flapper Valve | 1998-07-01 |  | 1998-07-01 |  | Removed from Ground | Diesel | 10000 | Tank Jacket | 1981-01-01 | Double-Walled Flex | Suction (American)
9060098 | 2 | [5 empty] | Removed from Ground | Diesel | 1000 | Bare Steel | 1981-01-01 | Bare Steel | Suction (American)
9060098 | 3 | [5 empty] | Closed in Ground | Diesel | 250 | Not Marked/Unknown | 1998-11-01 | Not Marked
9060098 | 4 | Flapper Valve | 1998-06-01 |  | 1998-06-01 |  | Removed from Ground | Diesel | 1000 | Composite Double Walled | 1998-01-01 | Double-Walled Flex | Suction (American)
9060100 | 1 | [5 empty] | Removed from Ground | Diesel | 300 | Epoxy | 1985-09-01 | Copper | Suction (American)
9060100 | 2 | Flapper Valve | 1995-06-01 | no | 2004-11-01 | no | Currently in Use | Diesel | 280 | Fiberglass Double Walled | 1995-06-01 | Flex | Safe Suction (Euro)
9060102 | 1 | [5 empty] | Removed from Ground | Diesel | 10000 | Bare Steel | 1970-01-01 | Galvanized Steel
9060102 | 2 | [5 empty] | Removed from Ground | Gas (Historical Use) | 10000 | Bare Steel | 1970-01-01 | Galvanized Steel
9060102 | 3 |  |  | yes |  | yes | Removed from Ground | Used Oil | 550 | Bare Steel | 1970-01-01 | Galvanized Steel
9060102 | 4 |  |  | yes |  | yes | Removed from Ground | Used Oil | 550 | Bare Steel | 1970-01-01 | Galvanized Steel
9060102 | A | [5 empty] | Removed from Ground | Diesel | 8000 | Not Marked/Unknown | 1990-09-25 | Not Marked
9060102 | B | [5 empty] | Removed from Ground | Diesel | 6000 | Not Marked/Unknown | 1990-09-25 | Not Marked
9060102 | C | [5 empty] | Removed from Ground | Gas (Historical Use) | 6000 | Not Marked/Unknown | 1990-09-25 | Not Marked
9060102 | D |  |  | yes |  | yes | Removed from Ground | Used Oil | 550 | Not Marked/Unknown | 1990-01-01 | Not Marked
9060103 | 1 | [5 empty] | Removed from Ground | Gas (Historical Use) | 10000 | Marked Unknown | 1971-01-01 | Unknown
9060103 | 2 | [5 empty] | Removed from Ground | Gas (Historical Use) | 10000 | Marked Unknown | 1971-01-01 | Unknown
9060103 | 3 |  |  | yes |  | yes | Removed from Ground | Used Oil | 550 | Bare Steel | 1972-01-01 | Galvanized Steel | Suction (American)
9060104 | 1 | [5 empty] | Removed from Ground | Gas (Historical Use) | 12000 | Fiberglass | 1988-09-15 | Galvanized Steel
9060104 | 2 | [5 empty] | Removed from Ground | Gas (Historical Use) | 12000 | Fiberglass | 1988-09-15 | Galvanized Steel
9060104 | 3 | [5 empty] | Removed from Ground | Other | 550 | Fiberglass | 1988-09-15 | Galvanized Steel
9060104 | 4 |  |  | yes |  | yes | Removed from Ground | Used Oil | 550 | Fiberglass | 1988-09-15 | Fiberglass Reinforced Plastic
9060107 | 200-DF1 |  | 1998-06-01 |  | 1998-06-01 |  | Temporarily out of use | Empty | 10000 | Fiberglass Double Walled | 1986-07-12 | Fiberglass Reinforced Plastic | Pressurized
9060118 | 1 | [5 empty] | Removed from Ground | Diesel | 550 | Bare Steel | 1980-01-01 | Bare Steel
9060119 | 1 | [5 empty] | Removed from Ground | Diesel | 1000 | Bare Steel | 1971-01-01 | Galvanized Steel
9060120 | 1 | [5 empty] | Removed from Ground | Gas (Historical Use) | 3000 | Bare Steel | 1975-01-01 | Bare Steel | Safe Suction (Euro)
9060121 | 1 | [5 empty] | Removed from Ground | Gas (Historical Use) | 10000 | Cathodically Protected Steel | 1985-01-01 | Galvanized Steel
9060122 | 1 | Flapper Valve | 1993-04-01 |  | 1993-04-01 |  | Currently in Use | Gas (Historical Use) | 12000 | Fiberglass | 1987-01-01 | Cathodically Protected | Safe Suction (Euro)
9060122 | 10 |  | 1998-12-01 |  | 1998-12-01 |  | Closed in Ground | Kerosene | 2000 | Fiberglass | 1987-01-01 | Fiberglass Reinforced Plastic | Safe Suction (Euro)
9060122 | 11 |  | 1999-03-01 |  | 1999-03-01 |  | Removed from Ground | Other | 2000 | Double Walled | 1999-03-01 | Fiberglass Reinforced Plastic | Suction (American)
9060122 | 2 | Flapper Valve | 1998-12-01 |  | 1998-12-01 |  | Currently in Use | Gas (Historical Use) | 12000 | Fiberglass | 1987-01-01 | Cathodically Protected | Safe Suction (Euro)
9060122 | 3 | Ball Float | 1998-12-01 |  | 1998-12-01 |  | Currently in Use | Diesel | 12000 | Fiberglass | 1987-01-01 | Cathodically Protected | Safe Suction (Euro)
9060122 | 4 |  | 2009-03-30 | yes | 2009-03-30 | yes | Currently in Use | Used Oil | 6000 | Fiberglass | 1987-01-01
9060122 | 5 |  | 1998-12-01 |  | 1998-12-01 |  | Closed in Ground | Other | 4000 | Fiberglass | 1987-01-01 | Cathodically Protected | Safe Suction (Euro)
9060122 | 6 | [5 empty] | Removed from Ground | Other | 2000 | Fiberglass | 1987-01-01 | Fiberglass Reinforced Plastic | Suction (American)
9060122 | 7 |  | 1998-12-01 |  | 1998-12-01 |  | Closed in Ground | Other | 2000 | Fiberglass | 1987-01-01 | Fiberglass Reinforced Plastic | Safe Suction (Euro)
9060122 | 8 |  | 1998-12-01 |  | 1998-12-01 |  | Closed in Ground | Other | 2000 | Fiberglass | 1987-01-01 | Fiberglass Reinforced Plastic | Safe Suction (Euro)
9060122 | 9 |  | 1987-01-01 | no | 1987-01-01 | no | Closed in Ground | Kerosene | 2000 | Fiberglass | 1987-01-01 | Fiberglass Reinforced Plastic | Safe Suction (Euro)
9060124 | 1 |  | 1999-02-11 |  | 1999-02-11 |  | Removed from Ground | Gas (Historical Use) | 6000 | Steel-Impressed Current | 1970-01-01 | Cathodically Protected
9060124 | 2 |  | 1999-02-11 |  | 1999-02-11 |  | Removed from Ground | Diesel | 4000 | Steel-Impressed Current | 1970-01-01 | Cathodically Protected
9060124 | 3 |  | 1999-02-11 |  | 1999-02-11 |  | Removed from Ground | Gas (Historical Use) | 4000 | Steel-Impressed Current | 1970-01-01 | Cathodically Protected
9060124 | 4 |  | 1999-02-11 |  | 1999-02-11 |  | Removed from Ground | Gas (Historical Use) | 4000 | Steel-Impressed Current | 1970-01-01 | Cathodically Protected
9060124 | 5 |  | 1999-02-11 |  | 1999-02-11 |  | Removed from Ground | Gas (Historical Use) | 4000 | Steel-Impressed Current | 1970-01-01 | Cathodically Protected
9060124 | 6 | Ball Float | 2002-06-01 | no | 2002-06-01 | no | Currently in Use | Diesel | 12000 | Fiberglass | 2002-06-01 | Fiberglass Reinforced Plastic | Pressurized
9060124 | 7 | Ball Float | 2002-06-01 | no | 2002-06-01 | no | Currently in Use | Gas (Historical Use) | 12000 | Fiberglass | 2002-06-01 | Fiberglass Reinforced Plastic | Pressurized
9060124 | 8 | Ball Float | 2002-06-01 | no | 2002-06-01 | no | Currently in Use | Gas (Historical Use) | 8000 | Fiberglass | 2002-06-01 | Fiberglass Reinforced Plastic | Pressurized
9060127 | 1 | Ball Float | 1988-04-13 | no | 1988-04-13 | no | Currently in Use | Premium | 10000 | Galvanic (STIP-3) | 1988-04-13 | Galvanized Steel | Pressurized
9060127 | 2 | Ball Float | 1988-04-13 | no | 1988-04-13 | no | Currently in Use | Plus | 10000 | Galvanic (STIP-3) | 1988-04-13 | Galvanized Steel | Pressurized
9060127 | 3 | Ball Float | 1988-04-13 | no | 1988-04-13 | no | Currently in Use | Regular | 10000 | Galvanic (STIP-3) | 1988-04-13 | Galvanized Steel | Pressurized
9060127 | 4 | Ball Float | 1988-04-13 | no | 1988-04-13 | no | Currently in Use | Regular | 10000 | Galvanic (STIP-3) | 1988-04-13 | Galvanized Steel | Pressurized
9060128 | 1 | [5 empty] | Removed from Ground | Gas (Historical Use) | 2000 | Bare Steel | 1970-01-01 | Galvanized Steel
9060129 | 1 | [5 empty] | Removed from Ground | Hazardous Substance | 6000 | Bare Steel | 1976-01-01 | Bare Steel
9060129 | 2 | [5 empty] | Removed from Ground | Hazardous Substance | 6000 | Bare Steel | 1976-01-01 | Bare Steel
9060130 | 1 | [5 empty] | Removed from Ground | Other | 10673 | Marked Unknown | 1966-01-01 | Galvanized Steel
9060130 | 2 | [5 empty] | Removed from Ground | Other | 10153 | Marked Unknown | 1966-01-01 | Galvanized Steel
9060130 | 3 | [5 empty] | Removed from Ground | Other | 10673 | Marked Unknown | 1966-01-01 | Galvanized Steel
9060130 | 4 | [5 empty] | Removed from Ground | Other | 1003 | Marked Unknown | 1966-01-01 | Galvanized Steel
9060130 | 5 | [5 empty] | Removed from Ground | Other | 1000 | Marked Unknown | 1966-01-01 | Galvanized Steel
9060133 | 1 |  | 1999-01-01 |  | 1999-01-01 |  | Currently in Use | Diesel | 20000 | Fiberglass | 1999-01-01 | Double Walled | Pressurized
9060133 | 2 |  | 1999-01-01 |  | 1999-01-01 |  | Currently in Use | Diesel | 20000 | Fiberglass | 1999-01-01 | Double Walled | Pressurized
9060133 | AF-1 | [5 empty] | Removed from Ground | Other | 600 | Fiberglass | 1985-01-01 | Galvanized Steel | Pressurized
9060133 | ATF-1 | [5 empty] | Removed from Ground | Other | 1000 | Fiberglass | 1985-01-01 | Galvanized Steel | Pressurized
9060133 | D-1 | [5 empty] | Removed from Ground | Diesel | 20000 | Fiberglass | 1985-01-01 | Galvanized Steel | Pressurized
9060133 | D-2 | [5 empty] | Removed from Ground | Diesel | 20000 | Fiberglass | 1985-01-01 | Galvanized Steel | Pressurized
9060133 | D-3 | [5 empty] | Removed from Ground | Diesel | 12000 | Fiberglass | 1985-01-01 | Galvanized Steel | Pressurized
9060133 | MO-1 | [5 empty] | Removed from Ground | Other | 1000 | Fiberglass | 1985-01-01 | Galvanized Steel | Pressurized
9060133 | WO-1 |  |  | yes |  | yes | Removed from Ground | Used Oil | 600 | Fiberglass | 1985-01-01 | Galvanized Steel | Pressurized
9060134 | 1 | [5 empty] | Removed from Ground | Diesel | 10000 | Bare Steel | 1971-01-01 | Unknown
9060134 | 2 | [5 empty] | Removed from Ground | Gas (Historical Use) | 2000 | Bare Steel | 1966-01-01 | Unknown
9060134 | 3 | [5 empty] | Removed from Ground | Diesel | 4000 | Fiberglass | 1986-08-01 | Fiberglass Reinforced Plastic
9060134 | 4 | [5 empty] | Removed from Ground | Gas (Historical Use) | 2000 | Fiberglass | 1986-08-01 | Fiberglass Reinforced Plastic
9060135 | 1 | [5 empty] | Removed from Ground | Diesel | 5000 | Fiberglass | 1985-12-01 | Galvanized Steel
9060136 | 1 | [5 empty] | Removed from Ground | Gas (Historical Use) | 3000 | Bare Steel | 1987-10-05 | Unknown
9060136 | 2 | [5 empty] | Removed from Ground | Gas (Historical Use) | 5000 | Bare Steel | 1987-10-05 | Unknown
9060137 | 1 | [5 empty] | Removed from Ground | Empty | 1000 | Bare Steel | 1956-01-01 | Galvanized Steel
9060137 | 1R1 | [5 empty] | Removed from Ground | Diesel | 1000 | Fiberglass | 1988-11-15 | Galvanized Steel | Safe Suction (Euro)
9060137 | 2 | [5 empty] | Removed from Ground | Gas (Historical Use) | 550 | Bare Steel | 1956-01-01 | Galvanized Steel
9060137 | 3 | [5 empty] | Removed from Ground | Empty | 1000 | Bare Steel | 1956-01-01 | Galvanized Steel
9060137 | 4 | [5 empty] | Removed from Ground | Diesel | 1000 | Bare Steel | 1956-01-01 | Galvanized Steel
9060137 | 5 | [5 empty] | Removed from Ground | Other | 2000 | Bare Steel | 1976-01-01 | Galvanized Steel | Suction (American)
9060138 | 1 | [5 empty] | Removed from Ground | Diesel | 1000 | Fiberglass | 1988-01-01 | Galvanized Steel
9060138 | 2 |  |  | yes |  | yes | Removed from Ground | Used Oil | 550 | Fiberglass | 1988-01-01 | Galvanized Steel
9060139 | 1 | [5 empty] | Removed from Ground | Empty | 500 | Bare Steel | 1970-01-01 | Galvanized Steel
9060139 | 1R1 | [5 empty] | Currently in Use | Other | 2000 | Fiberglass | 1988-12-20 | Galvanized Steel | Suction (American)
9060139 | 2 | [5 empty] | Removed from Ground | Diesel | 2000 | Bare Steel | 1973-01-01 | Galvanized Steel
9060139 | 2R1 | [5 empty] | Currently in Use | Other | 2000 | Fiberglass | 1988-12-22 | Galvanized Steel | Suction (American)
9060139 | 3 | [5 empty] | Removed from Ground | Diesel | 2000 | Bare Steel | 1973-01-01 | Galvanized Steel
9060139 | 4 | [5 empty] | Removed from Ground | Other | 564 | Bare Steel | 1973-01-01 | Galvanized Steel
9060139 | 5 | [5 empty] | Removed from Ground | Other | 564 | Bare Steel | 1973-01-01 | Galvanized Steel
9060139 | 6 | [5 empty] | Removed from Ground | Other | 564 | Bare Steel | 1973-01-01 | Galvanized Steel
9060139 | 7 | [5 empty] | Removed from Ground | Empty | 564 | Bare Steel | 1973-01-01 | Galvanized Steel
9060139 | 8 | [5 empty] | Removed from Ground | Empty | 500 | Bare Steel | 1974-01-01 | Galvanized Steel
9060139 | 9 | [5 empty] | Currently in Use | Other | 2000 | Bare Steel | 1981-01-01 | Galvanized Steel
9060140 | 1 | [5 empty] | Removed from Ground | Gas (Historical Use) | 2000 | Bare Steel | 1973-01-01 | Galvanized Steel
9060140 | 2 | [5 empty] | Removed from Ground | Gas (Historical Use) | 2000 | Bare Steel | 1973-01-01 | Galvanized Steel
9060142 | 1 | [5 empty] | Closed in Ground | Diesel | 12000 | Bare Steel | 1975-01-01 | Unknown
9060143 | 1 | [5 empty] | Closed in Ground | Diesel | 12000 | Bare Steel | 1967-01-01 | Unknown
9060143 | 2 | [5 empty] | Closed in Ground | Diesel | 12000 | Bare Steel | 1969-01-01 | Unknown
9060143 | 3 | [5 empty] | Closed in Ground | Diesel | 12000 | Bare Steel | 1971-01-01 | Unknown
9060144 | SEARS-W/O |  |  | yes |  | yes | Removed from Ground | Used Oil | 550 | Bare Steel | 1990-09-30 | Bare Steel
9060145 | 1 | [5 empty] | Removed from Ground | Gas (Historical Use) | 4000 | Bare Steel | 1990-09-25 | Galvanized Steel
9060145 | 2 |  |  | yes |  | yes | Removed from Ground | Used Oil | 550 | Bare Steel | 1990-09-25 | Galvanized Steel
9060146 | 1 |  |  | yes |  | yes | Removed from Ground | Used Oil | 500 | Bare Steel | 1990-06-25 | Galvanized Steel
9060147 | 1 | Overfill Alarm | 2011-01-01 | no | 2011-01-01 | no | Currently in Use | Diesel | 15000 | Steel-Impressed Current | 1974-01-01 | Steel (Impressed Current) | Suction (American)
9060147 | 2 | Overfill Alarm | 2011-01-01 | no | 2011-01-01 | no | Currently in Use | Diesel | 15000 | Steel-Impressed Current | 1974-01-01 | Steel (Impressed Current) | Suction (American)
9060147 | 3 | Overfill Alarm | 2011-01-01 | no | 2011-01-01 | no | Currently in Use | Diesel | 20000 | Steel-Impressed Current | 1974-01-01 | Steel (Impressed Current) | Suction (American)
9060148 | 1 | Ball Float | 1998-04-15 |  | 1998-04-15 |  | Closed in Ground | Diesel | 2000 | Fiberglass | 1987-01-01 | Copper | Suction (American)
9060149 | 1 |  | 1990-08-01 |  | 1990-08-01 |  | Removed from Ground | Diesel | 6000 | Not Marked/Unknown | 1970-01-01 | Fiberglass Reinforced Plastic | Suction (American)
9060149 | 2 |  | 1990-08-01 |  | 1990-08-01 |  | Removed from Ground | Diesel | 6000 | Not Marked/Unknown | 1970-01-01 | Fiberglass Reinforced Plastic | Suction (American)
9060149 | 3 | [5 empty] | Closed in Ground | Empty | 10000 | Bare Steel | 1970-01-01 | Fiberglass Reinforced Plastic
9060150 | 1 | [5 empty] | Removed from Ground | Diesel | 1000 | Bare Steel | 1984-01-01 | Bare Steel | Safe Suction (Euro)
9060151 | 1 | [5 empty] | Removed from Ground | Diesel | 10000 | Bare Steel | 1969-04-20 | Unknown
9060151 | 2 | [5 empty] | Removed from Ground | Diesel | 10000 | Cathodically Protected Steel | 1987-07-18 | Galvanized Steel
9060152 | 1 | [5 empty] | Removed from Ground | Other | 15000 | Bare Steel | 1974-01-01 | Copper | Suction (American)
9060152 | 2 |  | 1995-09-15 | no | 1995-09-15 | no | Currently in Use | Diesel | 6000 |  | 1995-09-15 | Copper | Suction (American)
9060153 | 1 | [5 empty] | Removed from Ground | Gas (Historical Use) | 12000 | Bare Steel | 1970-01-01 | Galvanized Steel
9060153 | 2 | [5 empty] | Removed from Ground | Diesel | 6000 | Bare Steel | 1974-01-01 | Galvanized Steel
9060153 | 3 | [5 empty] | Removed from Ground | Gas (Historical Use) | 12000 | Bare Steel | 1970-01-01 | Galvanized Steel
9060154 | J355528 | Flapper Valve | 1998-07-01 | no | 1998-07-01 | no | Currently in Use | New Oil | 3000 | Composite Double Walled | 1987-11-01 | Galvanized Steel | Suction (American)
9060154 | J355529 | Flapper Valve | 1998-07-01 | yes | 1998-07-01 | yes | Currently in Use | Used Oil | 3000 | Composite Double Walled | 1987-11-01
9060154 | J355537 | Flapper Valve | 1998-07-01 | no | 1998-07-01 | no | Currently in Use | New Oil | 1500 | Composite Double Walled | 1987-11-01 | Galvanized Steel | Suction (American)
9060155 | 1 |  | 1990-07-01 |  | 1990-07-01 |  | Removed from Ground | Diesel | 10000 | Double Walled | 1990-07-01 | Fiberglass Reinforced Plastic | Pressurized
9060155 | 2 |  | 1990-07-01 |  | 1990-07-01 |  | Removed from Ground | Gas (Historical Use) | 10000 | Double Walled | 1990-07-01 | Fiberglass Reinforced Plastic | Pressurized
9060155 | 3 | [5 empty] | Removed from Ground | Gas (Historical Use) | 6000 | Bare Steel | 1986-01-01 | Bare Steel
9060156 | 1 | [5 empty] | Removed from Ground | Gas (Historical Use) | 6000 | Bare Steel | 1979-01-01 | Galvanized Steel
9060156 | 2 | [5 empty] | Removed from Ground | Gas (Historical Use) | 6000 | Bare Steel | 1979-01-01 | Galvanized Steel
9060156 | 3 | [5 empty] | Removed from Ground | Diesel | 6000 | Bare Steel | 1979-01-01 | Galvanized Steel
9060156 | 4 | [5 empty] | Removed from Ground | Diesel | 6000 | Bare Steel | 1979-01-01 | Galvanized Steel
9060157 | 1 |  |  | yes |  | yes | Removed from Ground | Used Oil | 3000 | Bare Steel | 1990-06-29 | Unknown
9060157 | 2 | [5 empty] | Removed from Ground | Diesel | 10000 | Bare Steel | 1990-06-29 | Unknown
9060159 | 1 | [5 empty] | Removed from Ground | Gas (Historical Use) | 4000 | Bare Steel | 1954-01-01 | Galvanized Steel
9060159 | 2 | [5 empty] | Removed from Ground | Gas (Historical Use) | 4000 | Bare Steel | 1954-01-01 | Galvanized Steel
9060159 | 3 | [5 empty] | Removed from Ground | Kerosene | 4000 | Bare Steel | 1954-01-01 | Galvanized Steel
9060160 | 1 | [5 empty] | Removed from Ground | Hazardous Substance | 5000 | Bare Steel | 1981-02-01 | Bare Steel
9060160 | 2 | [5 empty] | Removed from Ground | Hazardous Substance | 5000 | Bare Steel | 1981-02-01 | Bare Steel
9060160 | 3 | [5 empty] | Removed from Ground | Hazardous Substance | 3000 | Bare Steel | 1981-02-01 | Bare Steel
9060162 | 1 | [5 empty] | Removed from Ground | Diesel | 3000 | Bare Steel | 1985-01-01 | Galvanized Steel
9060164 | 1 | [5 empty] | Removed from Ground | Gas (Historical Use) | 5000 | Bare Steel | 1990-10-30 | Galvanized Steel
9060166 | 10 | [5 empty] | Closed in Ground | Hazardous Substance | 1000 | Bare Steel | 1985-01-01 | Not Marked
9060166 | 11 | [5 empty] | Closed in Ground | Hazardous Substance | 1000 | Bare Steel | 1985-01-01 | Not Marked
9060166 | 9 | [5 empty] | Closed in Ground | Hazardous Substance | 1000 | Bare Steel | 1985-01-01 | Not Marked
9060168 | 1 |  | 1993-11-08 |  | 1993-11-08 |  | Removed from Ground | Gas (Historical Use) | 9741 | Double Walled | 1988-01-01 | Fiberglass Reinforced Plastic
9060168 | 2 |  | 1993-11-08 |  | 1993-11-08 |  | Removed from Ground | Gas (Historical Use) | 9741 | Double Walled | 1988-01-01 | Fiberglass Reinforced Plastic
9060168 | 3 |  | 1993-11-08 |  | 1993-11-08 |  | Removed from Ground | Gas (Historical Use) | 9741 | Double Walled | 1988-01-01 | Fiberglass Reinforced Plastic
9060169 | 1 |  | 1994-03-01 | no | 1994-03-01 | no | Currently in Use | Gas (Historical Use) | 12000 | Fiberglass | 1988-05-31 | Copper | Pressurized
9060169 | 2 |  | 1994-03-01 | no | 1994-03-01 | no | Currently in Use | Gas (Historical Use) | 12000 | Fiberglass | 1988-05-31 | Copper | Pressurized
9060169 | 3 |  | 1994-03-01 | no | 1994-03-01 | no | Currently in Use | Gas (Historical Use) | 12000 | Fiberglass | 1988-05-31 | Copper | Pressurized
9060169 | 4 |  | 1994-03-01 | no | 1994-03-01 | no | Currently in Use | Gas (Historical Use) | 12000 | Fiberglass | 1988-05-31 | Copper | Pressurized
9060170 | 1 |  | 1997-12-30 |  | 1997-12-30 |  | Removed from Ground | Diesel | 275 | Cathodically Protected Steel | 1986-01-01 | Double Walled
9060171 | 10705-1 | [5 empty] | Removed from Ground | Gas (Historical Use) | 550 | Bare Steel | 1979-01-01 | Galvanized Steel
9060171 | 10705-2 | [5 empty] | Removed from Ground | Diesel | 255 | Bare Steel | 1979-01-01 | Galvanized Steel
9060171 | 705D1 | [5 empty] | Removed from Ground | Diesel | 1000 | Bare Steel | 1984-01-01 | Galvanized Steel | Safe Suction (Euro)
9060171 | 705G1 | [5 empty] | Removed from Ground | Gas (Historical Use) | 4000 | Bare Steel | 1984-01-01 | Galvanized Steel | Safe Suction (Euro)
9060171 | T-001 | Ball Float | 2015-01-01 | no | 2014-09-01 | no | Currently in Use | Gas (Historical Use) | 12000 | Fiberglass Double Walled | 2014-09-01 | Double-Walled Fiberglass | Pressurized
9060171 | T-002 | Ball Float | 2015-01-01 | no | 2014-09-01 | no | Currently in Use | Diesel | 12000 | Fiberglass Double Walled | 2014-09-01 | Double-Walled Fiberglass | Pressurized
9060172 | 1 |  | 1990-07-19 |  | 1990-07-19 |  | Currently in Use | Gas (Historical Use) | 10000 | Fiberglass | 1988-05-01 | Double-Walled Fiberglass | Pressurized
9060172 | 2 |  | 1990-07-19 |  | 1990-07-19 |  | Currently in Use | Gas (Historical Use) | 10000 | Fiberglass | 1988-05-01 | Double-Walled Fiberglass | Pressurized
9060172 | 3 |  | 1990-07-19 |  | 1990-07-19 |  | Currently in Use | Gas (Historical Use) | 10000 | Fiberglass | 1988-05-01 | Double-Walled Fiberglass | Pressurized
9060173 | 1 | Flapper Valve | 1989-12-04 |  | 1989-12-04 |  | Removed from Ground | Gas (Historical Use) | 11627 | Double Walled | 1989-12-04 | Fiberglass Reinforced Plastic | Pressurized
9060173 | 2 | Flapper Valve | 1989-12-04 |  | 1989-12-04 |  | Removed from Ground | Gas (Historical Use) | 11627 | Double Walled | 1989-12-04 | Fiberglass Reinforced Plastic | Pressurized
9060173 | 3 | Flapper Valve | 1989-12-04 |  | 1989-12-04 |  | Removed from Ground | Gas (Historical Use) | 11627 | Double Walled | 1989-12-04 | Fiberglass Reinforced Plastic | Pressurized
9060174 | 1 |  | 1989-06-13 |  | 1989-06-13 |  | Removed from Ground | Gas (Historical Use) | 10000 | Galvanic (STIP-3) | 1989-06-13 | Galvanized Steel | Pressurized
9060174 | 2 |  | 1989-06-13 |  | 1989-06-13 |  | Removed from Ground | Gas (Historical Use) | 10000 | Galvanic (STIP-3) | 1989-06-13 | Galvanized Steel | Pressurized
9060174 | 3 |  | 1989-06-13 |  | 1989-06-13 |  | Removed from Ground | Gas (Historical Use) | 10000 | Galvanic (STIP-3) | 1989-06-13 | Galvanized Steel | Pressurized
9060175 | 1A |  |  | yes |  | yes | Removed from Ground | Used Oil | 1000 | Fiberglass | 1988-10-15 | Galvanized Steel | Suction (American)
9060175 | 1B | [5 empty] | Removed from Ground | Other | 2000 | Fiberglass | 1998-10-01 | Galvanized Steel | Suction (American)
9060175 | 1C | [5 empty] | Removed from Ground | Other | 3000 | Fiberglass | 1998-10-01 | Galvanized Steel | Suction (American)
9060176 | 1 |  | 1989-06-13 |  | 1989-06-13 |  | Removed from Ground | Gas (Historical Use) | 10000 | Galvanic (STIP-3) | 1989-06-13 | Galvanized Steel | Pressurized
9060176 | 2 |  | 1989-06-13 |  | 1989-06-13 |  | Removed from Ground | Gas (Historical Use) | 10000 | Galvanic (STIP-3) | 1989-06-13 | Galvanized Steel | Pressurized
9060176 | 3 |  | 1989-06-13 |  | 1989-06-13 |  | Removed from Ground | Gas (Historical Use) | 10000 | Galvanic (STIP-3) | 1989-06-13 | Galvanized Steel | Pressurized
9060176 | 4 |  | 1989-06-13 |  | 1989-06-13 |  | Removed from Ground | Gas (Historical Use) | 10000 | Galvanic (STIP-3) | 1989-06-13 | Galvanized Steel | Pressurized
9060177 | 1 | Ball Float | 1989-04-28 | no | 1989-04-28 | no | Currently in Use | Regular | 10000 | Galvanic (STIP-3) | 1989-03-23 | Fiberglass Reinforced Plastic | Pressurized
9060177 | 2 | Ball Float | 1989-04-28 | no | 1989-04-28 | no | Currently in Use | Plus | 10000 | Galvanic (STIP-3) | 1989-03-23 | Fiberglass Reinforced Plastic | Pressurized
9060177 | 3 | Ball Float | 1998-04-28 | no | 1998-04-28 | no | Currently in Use | Premium | 10000 | Galvanic (STIP-3) | 1989-03-23 | Fiberglass Reinforced Plastic | Pressurized
9060177 | 4 | Ball Float | 1998-04-28 | no | 1998-04-28 | no | Currently in Use | Diesel | 10000 | Galvanic (STIP-3) | 1989-03-23 | Fiberglass Reinforced Plastic | Pressurized
9060178 | 1 | Overfill Alarm | 1991-12-19 |  | 1991-12-19 |  | Removed from Ground | Gas (Historical Use) | 12000 | Steel-Impressed Current | 1991-12-19 | Steel (Impressed Current) | Pressurized
9060178 | 2 |  | 1991-12-19 |  | 1991-12-19 |  | Removed from Ground | Gas (Historical Use) | 12000 | Steel-Impressed Current | 1991-12-19 | Steel (Impressed Current) | Pressurized
9060178 | 3 |  | 1991-12-19 |  | 1991-12-19 |  | Removed from Ground | Gas (Historical Use) | 12000 | Steel-Impressed Current | 1991-12-19 | Steel (Impressed Current) | Pressurized
9060178 | 4 | Flapper Valve | 2008-06-04 | no | 2008-06-04 | no | Currently in Use | Premium | 12000 | Fiberglass Double Walled | 2008-06-04 | Double-Walled Fiberglass | Pressurized
9060178 | 5 | Flapper Valve | 2008-06-04 | no | 2008-06-04 | no | Currently in Use | Plus | 12000 | Fiberglass Double Walled | 2008-06-04 | Double-Walled Fiberglass | Pressurized
9060178 | 6 | Flapper Valve | 2008-06-04 | no | 2008-06-04 | no | Currently in Use | Regular | 12000 | Fiberglass Double Walled | 2008-06-04 | Double-Walled Fiberglass | Pressurized
9060179 | 1 | Ball Float | 1994-07-22 |  | 1994-07-22 |  | Currently in Use | Gas (Historical Use) | 10000 | Fiberglass | 1989-06-01 | Fiberglass Reinforced Plastic | Pressurized
9060179 | 2 | Ball Float | 1994-07-22 |  | 1994-07-22 |  | Currently in Use | Gas (Historical Use) | 10000 | Fiberglass | 1989-06-01 | Fiberglass Reinforced Plastic | Pressurized
9060179 | 3 | Ball Float | 1994-07-22 |  | 1994-07-22 |  | Currently in Use | Diesel | 10000 | Fiberglass | 1989-06-01 | Fiberglass Reinforced Plastic | Pressurized
9060180 | 1 | Ball Float | 1990-01-01 | no | 1990-01-01 | no | Currently in Use | Regular | 10000 | Fiberglass | 1990-02-12 | Double-Walled Flex | Pressurized
9060180 | 2 | Ball Float | 1990-01-01 | no | 1990-01-01 | no | Currently in Use | Premium | 10000 | Fiberglass | 1990-02-12 | Double-Walled Flex | Pressurized
9060180 | 3 | Ball Float | 1990-01-01 | no | 1990-01-01 | no | Currently in Use | Diesel | 10000 | Fiberglass | 1990-02-12 | Double-Walled Flex | Pressurized
9060181 | 1 | [5 empty] | Removed from Ground | Other | 0 | Marked Unknown |  | Unknown
9060182 | 1 |  |  | no |  | no | Removed from Ground | Diesel | 15000 | Unknown | 2003-10-16 | Unknown
9060182 | 2 | [5 empty] | Closed in Ground | Diesel | 10000 | Steel-Impressed Current | 1967-01-01 | Bare Steel | Gravity Fed
9060182 | 3 | Flapper Valve | 1986-01-01 |  | 1986-01-01 |  | Currently in Use | Diesel | 500 | Galvanic (STIP-3) | 1986-01-01 | Copper | Suction (American)
9060182 | 4 | Flapper Valve | 1988-01-01 |  | 1988-01-01 |  | Currently in Use | Diesel | 500 | Steel-Impressed Current | 1988-01-01 | Copper | Suction (American)
9060182 | 5 | Overfill Alarm | 2003-09-08 |  | 2003-09-08 |  | Currently in Use | Diesel | 15000 | Composite Double Walled | 1963-01-01 | Double-Walled Flex | Pressurized
9060183 | 1 | [5 empty] | Removed from Ground | Diesel | 2000 | Marked Unknown | 1995-07-10 | Unknown
9060184 | 1 | [5 empty] | Removed from Ground | Diesel | 10000 | Not Marked/Unknown | 1989-01-01 | Not Marked
9060184 | 2 |  |  | yes |  | yes | Removed from Ground | Used Oil | 10000 | Not Marked/Unknown | 1989-01-01 | Not Marked
9060184 | 3 | [5 empty] | Removed from Ground | Other | 1000 | Not Marked/Unknown | 1992-01-02 | Not Marked
9060184 | 4 | [5 empty] | Removed from Ground | Other | 1000 | Not Marked/Unknown | 1992-01-02 | Not Marked
9060185 | 1 | [5 empty] | Removed from Ground | Diesel | 10000 | Bare Steel | 1972-01-01 | Bare Steel | Suction (American)
9060185 | 2 | [5 empty] | Removed from Ground | Gas (Historical Use) | 500 | Bare Steel | 1967-01-01 | Bare Steel | Suction (American)
9060185 | 3 | [5 empty] | Removed from Ground | Diesel | 500 | Bare Steel | 1967-01-01 | Bare Steel
9060185 | 4 | [5 empty] | Removed from Ground | Gas (Historical Use) | 500 | Bare Steel | 1959-01-01 | Bare Steel
9060185 | 5 |  | 1998-03-01 |  | 1998-03-01 |  | Removed from Ground | Diesel | 12000 | Epoxy | 1998-03-01 | Fiberglass Reinforced Plastic | Safe Suction (Euro)
9060186 | 706G1 | [5 empty] | Removed from Ground | Gas (Historical Use) | 1000 | Bare Steel | 1984-01-01 | Bare Steel | Safe Suction (Euro)
9060187 | 1 |  | 2000-04-03 |  | 2000-04-03 |  | Removed from Ground | Gas (Historical Use) | 10000 | Bare Steel | 1968-01-01 | Not Marked
9060187 | 2 |  | 2000-04-03 |  | 2000-04-03 |  | Removed from Ground | Gas (Historical Use) | 10000 | Bare Steel | 1968-01-01 | Not Marked
9060187 | 3 | [5 empty] | Removed from Ground | Gas (Historical Use) | 10000 | Bare Steel | 1968-01-01 | Not Marked
9060187 | 4 |  | 2000-04-03 |  | 2000-04-03 |  | Removed from Ground | Diesel | 6000 | Bare Steel | 1968-01-01 | Not Marked
9060187 | 552577 |  | 1990-01-15 |  | 1990-01-15 |  | Currently in Use | Gas (Historical Use) | 10000 | Fiberglass | 1990-01-15 | Fiberglass Reinforced Plastic | Pressurized
9060187 | 552579 |  | 1990-01-15 |  | 1990-01-15 |  | Currently in Use | Gas (Historical Use) | 10000 | Fiberglass | 1990-01-15 | Fiberglass Reinforced Plastic | Pressurized
9060187 | 552580 |  | 1990-01-15 |  | 1990-01-15 |  | Currently in Use | Gas (Historical Use) | 10000 | Fiberglass | 1990-01-15 | Fiberglass Reinforced Plastic | Pressurized
9060187 | 552581 |  | 1990-01-15 |  | 1990-01-15 |  | Currently in Use | Diesel | 1000 | Fiberglass | 1990-01-15 | Fiberglass Reinforced Plastic | Pressurized
9060187 | 552583 |  | 1990-01-15 |  | 1990-01-15 |  | Currently in Use | Diesel | 10000 | Fiberglass | 1990-01-15 | Fiberglass Reinforced Plastic | Pressurized
9060188 | 1 |  | 1989-01-01 | no | 1989-01-01 | no | Removed from Ground | Gas (Historical Use) | 12000 | Composite Double Walled | 1989-11-22 | Double-Walled Fiberglass | Pressurized
9060188 | 2 |  | 1989-11-22 | no | 1989-11-22 | no | Removed from Ground | Diesel | 12000 | Composite Double Walled | 1989-11-22 | Double-Walled Fiberglass | Pressurized
9060188 | 3 |  | 1989-01-01 | no | 1989-01-01 | no | Removed from Ground | Gas (Historical Use) | 12000 | Composite Double Walled | 1989-11-22 | Double-Walled Fiberglass | Pressurized
9060188 | 4 | Ball Float | 2017-09-05 | no | 2017-09-05 | no | Currently in Use | Gas (Historical Use) | 20000 | Fiberglass Double Walled | 2017-09-05 | Double-Walled Fiberglass | Pressurized
9060188 | 5A | Ball Float | 2017-09-05 | no |  | no | Currently in Use | Gas (Historical Use) | 10000 | Fiberglass Double Walled | 2017-09-05 | Double-Walled Fiberglass | Pressurized
9060188 | 5B | Ball Float | 2017-09-05 | no | 2017-09-05 | no | Currently in Use | Gas (Historical Use) | 10000 | Fiberglass Double Walled | 2017-09-05 | Double-Walled Fiberglass | Pressurized
9060188 | 6A | Ball Float | 2017-09-05 | no | 2017-09-05 | no | Currently in Use | Gas (Historical Use) | 10000 | Fiberglass Double Walled | 2017-09-05 | Double-Walled Fiberglass | Pressurized
9060188 | 6B | Ball Float | 2017-09-05 | no | 2017-09-05 | no | Currently in Use | E-85 | 10000 | Fiberglass Double Walled | 2017-09-05 | Double-Walled Fiberglass | Pressurized
9060191 | 1 | Ball Float | 1998-04-01 |  | 1998-04-01 |  | Currently in Use | Gas (Historical Use) | 10000 | Steel-Impressed Current | 1984-01-01 | Galvanized Steel | Pressurized
9060191 | 2 | Ball Float | 1998-04-01 |  | 1998-04-01 |  | Currently in Use | Gas (Historical Use) | 10000 | Steel-Impressed Current | 1984-01-01 | Galvanized Steel | Pressurized
9060192 | 1 |  | 1989-01-01 |  | 1989-01-01 |  | Removed from Ground | Gas (Historical Use) | 10000 | Fiberglass | 1989-01-01 | Fiberglass Reinforced Plastic | Pressurized
9060192 | 2 |  | 1989-01-01 |  | 1989-01-01 |  | Removed from Ground | Gas (Historical Use) | 10000 | Fiberglass | 1989-01-01 | Fiberglass Reinforced Plastic | Pressurized
9060193 | 1 | Flapper Valve | 1997-12-06 |  | 1997-12-06 |  | Currently in Use | Gas (Historical Use) | 5000 | Galvanic (STIP-3) | 1986-01-01 | Cathodically Protected | Safe Suction (Euro)
9060193 | 2 |  |  | yes |  | yes | Removed from Ground | Used Oil | 1000 | Cathodically Protected Steel | 1986-01-01 | Galvanized Steel
9060193 | 3 | [5 empty] | Removed from Ground | Other | 1000 | Cathodically Protected Steel | 1986-01-01 | Galvanized Steel
9060194 | 1 | Ball Float | 1988-01-01 | no | 1988-01-01 | no | Currently in Use | Regular | 10000 | Fiberglass | 1988-10-31 | Flex | Pressurized
9060194 | 2 | Ball Float | 1988-01-01 | no | 1988-01-01 | no | Currently in Use | Plus | 10000 | Fiberglass | 1988-10-31 | Flex | Pressurized
9060194 | 3 | Ball Float | 1988-01-01 | no | 1988-01-01 | no | Currently in Use | Premium | 10000 | Fiberglass | 1988-10-31 | Flex | Pressurized
9060195 | 1 | [5 empty] | Removed from Ground | Gas (Historical Use) | 10000 | Cathodically Protected Steel | 1972-01-01 | Fiberglass Reinforced Plastic
9060195 | 2 | [5 empty] | Removed from Ground | Gas (Historical Use) | 10000 | Cathodically Protected Steel | 1972-01-01 | Fiberglass Reinforced Plastic
9060195 | 3 | [5 empty] | Removed from Ground | Gas (Historical Use) | 5000 | Cathodically Protected Steel | 1972-01-01 | Fiberglass Reinforced Plastic
9060195 | 4 |  |  | yes |  | yes | Removed from Ground | Used Oil | 550 | Cathodically Protected Steel | 1972-01-01 | Fiberglass Reinforced Plastic
9060195 | 5 | [5 empty] | Removed from Ground | Diesel | 10000 | Cathodically Protected Steel | 1982-01-01 | Fiberglass Reinforced Plastic
9060195 | 6 | Ball Float | 1993-12-15 |  | 1993-12-15 |  | Currently in Use | Gas (Historical Use) | 10000 | Fiberglass Double Walled | 1990-01-25 | Double-Walled Fiberglass | Pressurized
9060195 | 7 | Ball Float | 1993-12-15 |  | 1993-12-15 |  | Currently in Use | Gas (Historical Use) | 10000 | Fiberglass Double Walled | 1990-01-25 | Double-Walled Fiberglass | Pressurized
9060195 | 8 | Ball Float | 1993-12-15 |  | 1993-12-15 |  | Currently in Use | Gas (Historical Use) | 10000 | Fiberglass Double Walled | 1990-01-25 | Double-Walled Fiberglass | Pressurized
9060195 | 9 | Ball Float | 2006-09-01 | yes | 1993-12-15 | yes | Temporarily out of use | Used Oil | 1000 | Fiberglass Double Walled | 1990-01-25 | Cathodically Protected | Gravity Fed
9060196 | 1 | [5 empty] | Removed from Ground | Gas (Historical Use) | 0 | Marked Unknown | 1990-08-10 | Unknown
9060196 | 2 | [5 empty] | Removed from Ground | Gas (Historical Use) | 0 | Marked Unknown | 1990-08-10 | Unknown
9060196 | 3 | [5 empty] | Removed from Ground | Gas (Historical Use) | 0 | Marked Unknown | 1990-08-10 | Unknown
9060196 | 4 | [5 empty] | Removed from Ground | Diesel | 0 | Marked Unknown | 1990-08-10 | Unknown
9060197 | 1 |  | 1998-05-21 |  | 1998-05-21 |  | Currently in Use | Gas (Historical Use) | 8000 | Galvanic (STIP-3) | 1976-01-01 | Fiberglass Reinforced Plastic | Pressurized
9060197 | 2 |  | 1998-05-21 |  | 1998-05-21 |  | Currently in Use | Gas (Historical Use) | 8000 | Galvanic (STIP-3) | 1976-01-01 | Fiberglass Reinforced Plastic | Pressurized
9060197 | 3 |  | 1998-05-21 |  | 1998-05-21 |  | Currently in Use | Gas (Historical Use) | 10000 | Fiberglass | 1987-05-21 | Fiberglass Reinforced Plastic | Pressurized
9060198 | 1 | [5 empty] | Removed from Ground | Gas (Historical Use) | 550 | Bare Steel | 1990-01-08 | Bare Steel
9060198 | 2 | [5 empty] | Removed from Ground | Gas (Historical Use) | 1000 | Bare Steel | 1989-07-15 | Bare Steel
9060198 | 3 | [5 empty] | Removed from Ground | Gas (Historical Use) | 1000 | Bare Steel | 1989-07-15 | Bare Steel
9060199 | 1 | [5 empty] | Removed from Ground | Other | 4000 | Bare Steel | 1982-01-01 | Copper | Suction (American)
9060199 | 2 |  | 1997-11-05 | no | 1997-11-05 | no | Removed from Ground | Diesel | 6000 |  | 1997-11-05 | Copper | Suction (American)
9060199 | 3 |  | 2002-09-25 | no | 2002-09-25 | no | Currently in Use | Diesel | 10000 | Fiberglass Double Walled | 2002-09-25 | Steel/FG Secondary containment | Suction (American)
9060200 | 1 |  |  | yes |  | yes | Removed from Ground | Used Oil | 500 | Bare Steel | 1980-01-01 | Galvanized Steel
9060201 | 1 | [5 empty] | Removed from Ground | Diesel | 550 | Bare Steel | 1970-01-01 | Bare Steel
9060202 | 1 | [5 empty] | Removed from Ground | Gas (Historical Use) | 1000 | Bare Steel | 1969-01-01 | Unknown
9060202 | 2 | [5 empty] | Removed from Ground | Gas (Historical Use) | 5000 | Bare Steel | 1979-01-01 | Unknown
9060202 | 3 | [5 empty] | Removed from Ground | Gas (Historical Use) | 4000 | Not Marked/Unknown | 1997-06-06 | Not Marked
9060203 | 1 | [5 empty] | Removed from Ground | Gas (Historical Use) | 12000 | Double Walled | 1988-03-01 | Fiberglass Reinforced Plastic
9060203 | 2 | [5 empty] | Removed from Ground | Gas (Historical Use) | 12000 | Double Walled | 1988-03-01 | Fiberglass Reinforced Plastic
9060204 | 1 | Ball Float | 1994-03-01 | no | 1994-03-01 | no | Currently in Use | Gas (Historical Use) | 12000 | Fiberglass | 1990-01-01 | Double-Walled Flex | Pressurized
9060204 | 2 | Ball Float | 1994-03-01 | no | 1994-03-01 | no | Currently in Use | Gas (Historical Use) | 12000 | Fiberglass | 1990-01-01 | Double-Walled Flex | Pressurized
9060204 | 3 | Ball Float | 1994-03-01 | no | 1994-03-01 | no | Currently in Use | Gas (Historical Use) | 12000 | Fiberglass | 1990-01-01 | Double-Walled Flex | Pressurized
9060205 | 1 | [5 empty] | Removed from Ground | Gas (Historical Use) | 6000 | Bare Steel | 1985-01-01 | Galvanized Steel
9060205 | 2 | [5 empty] | Removed from Ground | Gas (Historical Use) | 6000 | Bare Steel | 1985-01-01 | Galvanized Steel
9060205 | 3 | [5 empty] | Removed from Ground | Gas (Historical Use) | 5000 | Bare Steel | 1985-01-01 | Galvanized Steel
9060205 | 4 | [5 empty] | Removed from Ground | Diesel | 1000 | Not Marked/Unknown |  | Unknown
9060205 | 5 |  |  | yes |  | yes | Removed from Ground | Used Oil | 550 | Not Marked/Unknown |  | Unknown
9060206 | 1 | Ball Float | 1992-02-05 |  | 1992-02-05 |  | Currently in Use | Gas (Historical Use) | 10000 | Fiberglass | 1991-11-30 | Fiberglass Reinforced Plastic | Pressurized
9060206 | 2 | Ball Float | 1992-02-05 |  | 1992-02-05 |  | Currently in Use | Gas (Historical Use) | 10000 | Fiberglass | 1991-11-30 | Fiberglass Reinforced Plastic | Pressurized
9060208 | 1 | [5 empty] | Removed from Ground | Kerosene | 10000 | Bare Steel | 1969-01-01 | Copper | Suction (American)
9060208 | 2 |  | 1991-05-01 |  | 1991-05-01 |  | Removed from Ground | Other | 5000 | Cathodically Protected Steel | 1991-05-15 | Copper | Suction (American)
9060208 | 3 | [5 empty] | Removed from Ground | Diesel | 1000 | Bare Steel | 1991-05-17 |  | Suction (American)
9060208 | 4 | Flapper Valve | 1994-07-29 | no | 1994-07-29 | no | Currently in Use | Diesel | 10000 | Fiberglass Double Walled | 1994-07-29 | Double-Walled Fiberglass | Suction (American)
9060210 | 1 | [5 empty] | Removed from Ground | Other | 500 | Bare Steel | 1992-03-10 | Not Marked
9060210 | 2 | [5 empty] | Removed from Ground | Other | 500 | Bare Steel | 1992-03-10 | Not Marked
9060210 | 3 | [5 empty] | Removed from Ground | Other | 1000 | Bare Steel | 1992-03-10 | Not Marked
9060210 | 4 | [5 empty] | Removed from Ground | Other | 1000 | Bare Steel | 1992-03-10 | Not Marked
9060211 | 025-01 | [5 empty] | Removed from Ground | Gas (Historical Use) | 1000 | Bare Steel | 1962-05-07 | Galvanized Steel | Safe Suction (Euro)
9060211 | 025-02 | [5 empty] | Removed from Ground | Gas (Historical Use) | 1000 | Bare Steel | 1975-05-04 | Galvanized Steel | Safe Suction (Euro)
9060211 | 025-03 | [5 empty] | Removed from Ground | Other | 1500 | Cathodically Protected Steel | 1986-09-01 | Galvanized Steel | Safe Suction (Euro)
9060211 | 025-04 | [5 empty] | Removed from Ground | Other | 1500 | Cathodically Protected Steel | 1986-09-01 | Galvanized Steel | Safe Suction (Euro)
9060211 | 025-05 | [5 empty] | Removed from Ground | Other | 1500 | Cathodically Protected Steel | 1986-09-01 | Galvanized Steel | Safe Suction (Euro)
9060211 | 025-06 | [5 empty] | Removed from Ground | Other | 1500 | Cathodically Protected Steel | 1986-09-01 | Galvanized Steel | Safe Suction (Euro)
9060211 | 025-13 | [5 empty] | Removed from Ground | Diesel | 10000 | Cathodically Protected Steel | 1986-09-01 | Galvanized Steel | Safe Suction (Euro)
9060211 | 025-14 |  |  | yes |  | yes | Removed from Ground | Used Oil | 550 | Cathodically Protected Steel | 1986-09-01 | Galvanized Steel | Safe Suction (Euro)
9060211 | 3 |  |  | yes |  | yes | Removed from Ground | Used Oil | 1000 | Bare Steel | 1978-09-01 | Galvanized Steel
9060211 | 4 | [5 empty] | Removed from Ground | Diesel | 8000 | Bare Steel | 1962-05-07 | Galvanized Steel
9060212 | 1 |  | 1998-08-28 | no | 1998-08-28 | no | Currently in Use | Gas (Historical Use) | 1500 | Galvanic (STIP-3) | 1987-10-01 | Steel/FG Secondary containment | Safe Suction (Euro)
9060212 | 2 |  | 1998-08-28 | no | 1998-08-28 | no | Currently in Use | Diesel | 1000 | Galvanic (STIP-3) | 1987-10-01 | Steel/FG Secondary containment | Safe Suction (Euro)
9060214 | 1 |  |  | yes |  | yes | Removed from Ground | Used Oil | 500 | Bare Steel |  | Galvanized Steel
9060215 | 1 |  | 1997-12-30 |  | 1997-12-30 |  | Removed from Ground | Diesel | 275 | Cathodically Protected Steel | 1983-10-01 | Double Walled
9060217 | 1 |  | 1990-03-03 |  | 1990-03-03 |  | Currently in Use | Gas (Historical Use) | 10000 | Fiberglass | 1989-01-01 | Fiberglass Reinforced Plastic | Pressurized
9060217 | 2 |  | 1990-03-03 |  | 1990-03-03 |  | Currently in Use | Gas (Historical Use) | 10000 | Fiberglass | 1989-01-01 | Fiberglass Reinforced Plastic | Pressurized
9060217 | 3 |  | 1990-03-03 |  | 1990-03-03 |  | Currently in Use | Gas (Historical Use) | 10000 | Fiberglass | 1989-01-01 | Fiberglass Reinforced Plastic | Pressurized
9060217 | 4 |  | 1990-03-03 |  | 1990-03-03 |  | Currently in Use | Diesel | 10000 | Fiberglass | 1989-01-01 | Fiberglass Reinforced Plastic | Pressurized
9060218 | 1 |  | 1998-06-26 |  | 1998-06-26 |  | Currently in Use | Diesel | 6000 | Galvanic (STIP-3) | 1987-01-01 | Cathodically Protected | Gravity Fed
9060219 | 1 | Flapper Valve | 1997-05-14 |  | 1997-05-14 |  | Currently in Use | Gas (Historical Use) | 8000 | Galvanic (STIP-3) | 1987-01-01 | Fiberglass Reinforced Plastic | Pressurized
9060219 | 2 | Flapper Valve | 1997-05-14 |  | 1997-05-14 |  | Currently in Use | Gas (Historical Use) | 8000 | Galvanic (STIP-3) | 1987-01-01 | Fiberglass Reinforced Plastic | Pressurized
9060219 | 3 | Flapper Valve | 1997-05-14 |  | 1997-05-14 |  | Currently in Use | Gas (Historical Use) | 8000 | Galvanic (STIP-3) | 1987-01-01 | Fiberglass Reinforced Plastic | Pressurized
9060220 | 1 |  |  | yes |  | yes | Removed from Ground | Used Oil | 500 | Bare Steel |  | Galvanized Steel
9060220 | 2 | [5 empty] | Removed from Ground | Other | 10000 | Marked Unknown |  | Unknown
9060220 | 3 | [5 empty] | Removed from Ground | Other | 10000 | Marked Unknown |  | Unknown
9060220 | 4 | [5 empty] | Removed from Ground | Other | 10000 | Marked Unknown |  | Unknown
9060221 | 1 | [5 empty] | Removed from Ground | Gas (Historical Use) | 10000 | Bare Steel | 1964-01-01 | Galvanized Steel
9060221 | 2 | [5 empty] | Removed from Ground | Gas (Historical Use) | 10000 | Bare Steel | 1964-01-01 | Galvanized Steel
9060222 | 1 | Ball Float | 1987-08-01 |  | 1987-08-01 |  | Currently in Use | Gas (Historical Use) | 10000 | Fiberglass | 1987-08-01 | Double-Walled Fiberglass | Pressurized
9060222 | 2 | Ball Float | 1987-08-01 |  | 1987-08-01 |  | Currently in Use | Gas (Historical Use) | 10000 | Fiberglass | 1987-08-01 | Double-Walled Fiberglass | Pressurized
9060222 | 3 | Ball Float | 1987-08-01 |  | 1987-08-01 |  | Currently in Use | Diesel | 10000 | Fiberglass | 1987-08-01 | Double-Walled Fiberglass | Pressurized
9060223 | 1 | Ball Float | 1987-08-01 |  | 1987-08-01 |  | Currently in Use | Gas (Historical Use) | 10000 | Galvanic (STIP-3) | 1987-08-01 | Galvanized Steel | Pressurized
9060223 | 2 | Ball Float | 1987-08-01 |  | 1987-08-01 |  | Currently in Use | Gas (Historical Use) | 10000 | Galvanic (STIP-3) | 1987-08-01 | Galvanized Steel | Pressurized
9060223 | 3 | Ball Float | 1987-08-01 |  | 1987-08-01 |  | Currently in Use | Gas (Historical Use) | 10000 | Galvanic (STIP-3) | 1987-08-01 | Galvanized Steel | Pressurized
9060223 | 4 | Ball Float | 1987-08-01 |  | 1987-08-01 |  | Currently in Use | Gas (Historical Use) | 10000 | Galvanic (STIP-3) | 1987-08-01 | Galvanized Steel | Pressurized
9060223 | 9060211 | [5 empty] | Removed from Ground | Gas (Historical Use) | 1000 | Bare Steel | 1942-09-01 | Galvanized Steel
9060224 | 1 | [5 empty] | Removed from Ground | Empty | 10000 | Bare Steel | 1985-01-01 | Unknown
9060225 | 1 | [5 empty] | Removed from Ground | Gas (Historical Use) | 10000 | Fiberglass | 1997-08-12 | Fiberglass Reinforced Plastic | Pressurized
9060226 | 1 |  |  | yes |  | yes | Removed from Ground | Used Oil | 550 | Marked Unknown | 1993-11-16 | Unknown
9060227 | 1 | Ball Float | 1998-05-23 |  | 1998-05-23 |  | Currently in Use | Gas (Historical Use) | 10000 | Fiberglass | 1986-07-01 | Fiberglass Reinforced Plastic | Pressurized
9060227 | 2 | Ball Float | 1998-05-23 |  | 1998-05-23 |  | Currently in Use | Diesel | 10000 | Fiberglass | 1986-07-01 | Fiberglass Reinforced Plastic | Pressurized
9060227 | 3 | Ball Float | 1998-05-23 |  | 1998-05-23 |  | Currently in Use | Gas (Historical Use) | 10000 | Fiberglass | 1986-07-01 | Fiberglass Reinforced Plastic | Pressurized
9060228 | 1 | [5 empty] | Removed from Ground | Diesel | 5000 | Not Marked/Unknown | 1991-04-24 | Not Marked
9060228 | 2 | [5 empty] | Removed from Ground | Gas (Historical Use) | 1000 | Marked Unknown | 1999-07-27 | Galvanized Steel | Safe Suction (Euro)
9060229 | 1 |  | 1990-06-11 |  | 1990-06-11 |  | Removed from Ground | Gas (Historical Use) | 500 | Fiberglass | 1990-06-11 | Double-Walled Fiberglass | Pressurized
9060229 | 2 | Flapper Valve | 2007-10-01 | no | 2007-10-01 | no | Currently in Use | Regular | 500 | Fiberglass Double Walled | 2007-10-01 | Double-Walled Fiberglass | Suction (American)
9060230 | 1 | [5 empty] | Removed from Ground | Gas (Historical Use) | 8000 | Bare Steel | 1989-01-01 | Bare Steel | Pressurized
9060230 | 2 | [5 empty] | Removed from Ground | Gas (Historical Use) | 8000 | Bare Steel | 1989-01-01 | Bare Steel | Pressurized
9060230 | 3 | [5 empty] | Removed from Ground | Diesel | 10000 | Bare Steel | 1989-01-01 | Bare Steel | Pressurized
9060231 | 2 | [5 empty] | Removed from Ground | Diesel | 20000 | Bare Steel | 1992-07-09 | Galvanized Steel | Suction (American)
9060231 | 3 | [5 empty] | Removed from Ground | Diesel | 20000 | Bare Steel | 1992-07-09 | Galvanized Steel | Suction (American)
9060232 | 1 |  |  | yes |  | yes | Removed from Ground | Used Oil | 500 | Bare Steel | 1983-08-10 | Galvanized Steel | Gravity Fed
9060233 | B-1 | [5 empty] | Removed from Ground | Other | 10000 | Bare Steel | 1970-12-15 | Bare Steel
9060233 | B-2 | [5 empty] | Removed from Ground | Other | 10000 | Bare Steel | 1970-12-15 | Bare Steel
9060233 | B-3 | [5 empty] | Removed from Ground | Other | 10000 | Bare Steel | 1970-12-15 | Bare Steel
9060233 | B-4 | [5 empty] | Removed from Ground | Other | 10000 | Bare Steel | 1970-12-15 | Bare Steel
9060233 | B-5AU | [5 empty] | Removed from Ground | Gas (Historical Use) | 1000 | Bare Steel | 1970-12-15 | Bare Steel
9060234 | 1 | [5 empty] | Removed from Ground | Gas (Historical Use) | 1000 | Marked Unknown | 1992-04-06 | Unknown
9060235 | C-IIWO | [5 empty] | Closed in Ground | Empty | 1000 | Not Marked/Unknown | 1997-02-01 | Not Marked
9060235 | C-IOV | [5 empty] | Closed in Ground | Empty | 1000 | Not Marked/Unknown | 1997-02-01 | Not Marked
9060235 | D-1 | [5 empty] | Removed from Ground | Other | 12000 | Bare Steel | 1965-12-16 | Bare Steel
9060235 | D-2 | [5 empty] | Removed from Ground | Other | 10000 | Bare Steel | 1965-12-16 | Bare Steel
9060235 | D-3 | [5 empty] | Removed from Ground | Other | 10000 | Bare Steel | 1965-12-16 | Bare Steel
9060235 | D-4 | [5 empty] | Removed from Ground | Other | 10000 | Bare Steel | 1965-12-16 | Bare Steel
9060235 | D-5 | [5 empty] | Removed from Ground | Other | 6000 | Bare Steel | 1968-12-15 | Bare Steel
9060235 | D-6 | [5 empty] | Removed from Ground | Other | 6000 | Bare Steel | 1968-12-15 | Bare Steel
9060235 | D-7AU | [5 empty] | Removed from Ground | Gas (Historical Use) | 1000 | Bare Steel | 1968-12-15 | Bare Steel
9060235 | D-8WO |  |  | yes |  | yes | Removed from Ground | Used Oil | 1000 | Bare Steel | 1968-12-15 | Bare Steel
9060235 | E-9WO | [5 empty] | Closed in Ground | Empty | 1000 | Not Marked/Unknown | 1997-02-01 | Not Marked
9060236 | 1 | [5 empty] | Removed from Ground | Gas (Historical Use) | 8200 | Marked Unknown | 1991-05-10 | Unknown
9060236 | 2 |  |  | yes |  | yes | Removed from Ground | Used Oil | 550 | Marked Unknown | 1991-05-10 | Unknown
9060236 | 3 | [5 empty] | Removed from Ground | Gas (Historical Use) | 10000 | Cathodically Protected Steel | 1987-01-01 | Galvanized Steel
9060236 | 4 |  |  | yes |  | yes | Removed from Ground | Used Oil | 1000 | Cathodically Protected Steel | 1987-01-01 | Galvanized Steel
9060237 | 1 | [5 empty] | Removed from Ground | Other | 8000 | Bare Steel | 1992-04-13 | Unknown
9060238 | 1 | [5 empty] | Removed from Ground | Gas (Historical Use) | 4000 | Bare Steel | 1992-04-20 | Galvanized Steel | Suction (American)
9060238 | 2 | [5 empty] | Removed from Ground | Gas (Historical Use) | 3000 | Bare Steel | 1992-04-20 | Galvanized Steel | Suction (American)
9060238 | 3 |  |  | yes |  | yes | Removed from Ground | Used Oil | 2000 | Bare Steel | 1992-04-20 | Galvanized Steel | Suction (American)
9060239 | 1 | Overfill Alarm | 1992-04-29 |  | 1992-04-29 |  | Currently in Use | Diesel | 10000 | Fiberglass | 1992-04-29 | Double Walled | Pressurized
9060239 | 2 | [5 empty] | Removed from Ground | Diesel | 500 | Not Marked/Unknown | 1992-04-16 | Not Marked
9060243 | 1 | [5 empty] | Removed from Ground | Gas (Historical Use) | 10000 | Marked Unknown | 1974-01-01 | Unknown
9060243 | 2 | [5 empty] | Removed from Ground | Gas (Historical Use) | 10000 | Marked Unknown | 1974-01-01 | Unknown
9060243 | 3 |  |  | yes |  | yes | Removed from Ground | Used Oil | 500 | Marked Unknown | 1974-01-01 | Unknown
9060244 | 1 | [5 empty] | Removed from Ground | Gas (Historical Use) | 1150 | Marked Unknown | 1992-04-15 | Unknown
9060244 | 2 |  |  | yes |  | yes | Removed from Ground | Used Oil | 850 | Marked Unknown | 1992-04-15 | Unknown
9060244 | 3 | [5 empty] | Removed from Ground | Gas (Historical Use) | 1150 | Marked Unknown | 1992-04-15 | Unknown
9060245 | 1 |  |  | yes |  | yes | Removed from Ground | Used Oil | 525 | Composite Double Walled | 1988-08-15 | Double Walled | Gravity Fed
9060246 | 1 |  | 1999-02-01 |  | 1999-02-01 |  | Temporarily out of use | Gas (Historical Use) | 10000 | Cathodically Protected Steel | 1979-06-01 | Fiberglass Reinforced Plastic | Pressurized
9060246 | 2 |  | 1999-02-01 |  | 1999-02-01 |  | Temporarily out of use | Gas (Historical Use) | 10000 | Cathodically Protected Steel | 1979-06-01 | Cathodically Protected | Pressurized
9060246 | 3 |  | 1999-02-01 |  | 1999-02-01 |  | Temporarily out of use | Gas (Historical Use) | 10000 | Cathodically Protected Steel | 1979-06-01 | Cathodically Protected | Pressurized
9060246 | 4 |  | 1999-02-01 |  | 1999-02-01 |  | Temporarily out of use | Diesel | 10000 | Cathodically Protected Steel | 1979-06-01 | Cathodically Protected | Pressurized
9060247 | 1 | [5 empty] | Removed from Ground | Other | 8000 | Marked Unknown |  | Unknown
9060247 | 2 | [5 empty] | Removed from Ground | Other | 8000 | Marked Unknown |  | Unknown
9060247 | 3 | [5 empty] | Removed from Ground | Other | 8000 | Marked Unknown |  | Unknown
9060247 | 4 | [5 empty] | Removed from Ground | Other | 8000 | Marked Unknown |  | Unknown
9060248 | 1 | [5 empty] | Removed from Ground | Other | 4000 | Not Marked/Unknown | 1992-04-14 | Not Marked
9060248 | 2 | [5 empty] | Removed from Ground | Other | 6000 | Not Marked/Unknown | 1992-04-14 | Not Marked
9060248 | 3 | [5 empty] | Removed from Ground | Other | 6000 | Not Marked/Unknown | 1992-04-14 | Not Marked
9060249 | 1 |  |  | yes |  | yes | Removed from Ground | Used Oil | 1000 | Marked Unknown | 1987-06-01 | Galvanized Steel | Suction (American)
9060249 | 2 | [5 empty] | Removed from Ground | Other | 3000 | Bare Steel | 1987-06-01 | Galvanized Steel | Suction (American)
9060249 | 3 | [5 empty] | Removed from Ground | Other | 3000 | Marked Unknown | 1987-06-01 | Galvanized Steel | Suction (American)
9060250 | 1 | [5 empty] | Removed from Ground | Gas (Historical Use) | 4000 | Bare Steel | 1967-03-25 | Galvanized Steel | Suction (American)
9060250 | 2 | [5 empty] | Removed from Ground | Gas (Historical Use) | 4000 | Bare Steel | 1967-03-25 | Galvanized Steel | Suction (American)
9060250 | 3 | [5 empty] | Removed from Ground | Gas (Historical Use) | 4000 | Bare Steel | 1967-03-25 | Galvanized Steel | Suction (American)
9060250 | 4 | [5 empty] | Removed from Ground | Gas (Historical Use) | 4000 | Bare Steel | 1967-03-25 | Galvanized Steel | Suction (American)
9060251 | 1 | [5 empty] | Removed from Ground | Gas (Historical Use) | 3000 | Bare Steel | 1992-05-15 | Galvanized Steel | Safe Suction (Euro)
9060251 | 2 | [5 empty] | Removed from Ground | Diesel | 1000 | Bare Steel | 1992-05-15 | Galvanized Steel | Safe Suction (Euro)
9060251 | 3 | [5 empty] | Removed from Ground | Diesel | 500 | Bare Steel | 1992-05-15 | Galvanized Steel | Safe Suction (Euro)
9060251 | 4 | [5 empty] | Removed from Ground | Diesel | 500 | Bare Steel | 1992-05-15 | Galvanized Steel | Safe Suction (Euro)
9060252 | 11654 | [5 empty] | Removed from Ground | Gas (Historical Use) | 2000 | Bare Steel | 1992-05-07 | Bare Steel
9060253 | 1 | [5 empty] | Removed from Ground | Gas (Historical Use) | 12000 | Bare Steel | 1979-06-01 | Galvanized Steel | Safe Suction (Euro)
9060253 | 2 | [5 empty] | Removed from Ground | Gas (Historical Use) | 12000 | Bare Steel | 1979-06-01 | Galvanized Steel | Safe Suction (Euro)
9060253 | 3 |  |  | yes |  | yes | Temporarily out of use | Used Oil | 550 | Bare Steel | 1979-06-01 | Galvanized Steel | Gravity Fed
9060255 | 1 | [5 empty] | Removed from Ground | Diesel | 5000 | Marked Unknown | 1986-01-01 | Unknown
9060256 | 1 | [5 empty] | Removed from Ground | Gas (Historical Use) | 6000 | Bare Steel | 1992-06-01 | Bare Steel | Safe Suction (Euro)
9060256 | 2 | [5 empty] | Removed from Ground | Gas (Historical Use) | 6000 | Bare Steel | 1992-06-01 | Bare Steel | Safe Suction (Euro)
9060256 | 3 | [5 empty] | Removed from Ground | Gas (Historical Use) | 6000 | Bare Steel | 1992-06-01 | Bare Steel | Safe Suction (Euro)
9060256 | 4 |  |  | yes |  | yes | Removed from Ground | Used Oil | 300 | Bare Steel | 1992-06-01 | Bare Steel | Safe Suction (Euro)
9060257 | 1 |  |  | yes |  | yes | Removed from Ground | Used Oil | 550 | Marked Unknown | 1992-04-28 | Unknown
9060258 | 1 |  |  | yes |  | yes | Removed from Ground | Used Oil | 1000 | Bare Steel | 1992-09-15 | Bare Steel | Gravity Fed
9060259 | 1 | [5 empty] | Removed from Ground | Diesel | 10000 | Bare Steel | 1992-12-08 | Bare Steel | Suction (American)
9060262 | 1 | [5 empty] | Removed from Ground | Gas (Historical Use) | 1000 | Bare Steel | 1992-09-10 | Bare Steel
9060263 | 1 | [5 empty] | Removed from Ground | Used Oil | 0 | Unknown |  | Not Marked
9060263 | 2 |  |  | no |  | no | Removed from Ground | Used Oil | 0 | Unknown |  | Unknown
9060264 | 1 | [5 empty] | Permanently Out of Use - historical purposes | Other | 0 | Marked Unknown |  | Unknown
9060264 | 2 | [5 empty] | Permanently Out of Use - historical purposes | Other | 0 | Marked Unknown |  | Unknown
9060266 | 1 | [5 empty] | Removed from Ground | Diesel | 600 | Composite | 1986-08-01 | Copper | Suction (American)
9060267 | DUMMY | [5 empty] | Currently in Use | Gas (Historical Use) | 0 | Not Marked/Unknown |  | Not Marked
9060268 | 1 | [5 empty] | Removed from Ground | Other | 300 | Marked Unknown |  | Unknown
9060268 | 2 |  |  | yes |  | yes | Removed from Ground | Used Oil | 1000 | Bare Steel | 1975-01-01 | Galvanized Steel
9060269 | D | [5 empty] | Removed from Ground | Diesel | 15000 | Cathodically Protected Steel | 1985-06-01 | Galvanized Steel | Pressurized
9060269 | G | [5 empty] | Removed from Ground | Gas (Historical Use) | 15000 | Cathodically Protected Steel | 1985-06-01 | Galvanized Steel | Pressurized
9060270 | 1 | [5 empty] | Removed from Ground | Gas (Historical Use) | 10000 | Bare Steel | 1982-01-01 | Bare Steel | Suction (American)
9060270 | 2 | [5 empty] | Removed from Ground | Gas (Historical Use) | 10000 | Bare Steel | 1982-01-01 | Bare Steel | Suction (American)
9060271 | 1 | [5 empty] | Removed from Ground | Gas (Historical Use) | 3000 | Bare Steel | 1992-09-02 | Galvanized Steel | Safe Suction (Euro)
9060271 | 2 | [5 empty] | Removed from Ground | Gas (Historical Use) | 3000 | Bare Steel | 1992-09-02 | Galvanized Steel | Safe Suction (Euro)
9060271 | 3 | [5 empty] | Removed from Ground | Gas (Historical Use) | 3000 | Bare Steel | 1992-09-02 | Galvanized Steel | Safe Suction (Euro)
9060272 | 1 | [5 empty] | Removed from Ground | Gas (Historical Use) | 1000 | Not Marked/Unknown | 1992-07-07 | Not Marked
9060272 | 2 | [5 empty] | Removed from Ground | Kerosene | 1000 | Not Marked/Unknown | 1992-07-07 | Not Marked
9060272 | 3 | [5 empty] | Removed from Ground | Hazardous Substance | 1000 | Not Marked/Unknown | 1992-07-07 | Not Marked
9060272 | 4 | [5 empty] | Removed from Ground | Other | 1000 | Not Marked/Unknown | 1992-07-07 | Not Marked
9060273 | 5 | [5 empty] | Removed from Ground | Other | 6000 | Not Marked/Unknown | 1992-07-07 | Not Marked
9060274 | 1 | [5 empty] | Removed from Ground | Diesel | 1 | Not Marked/Unknown | 1973-01-01 | Not Marked
9060275 | 1 |  |  | yes |  | yes | Removed from Ground | Used Oil | 0 | Bare Steel |  | Bare Steel
9060275 | 2 |  |  | yes |  | yes | Removed from Ground | Used Oil | 300 | Marked Unknown |  | Bare Steel
9060276 | 1 | [5 empty] | Removed from Ground | Gas (Historical Use) | 8000 | Marked Unknown | 1993-03-05 | Unknown
9060276 | 2 | [5 empty] | Removed from Ground | Kerosene | 300 | Marked Unknown | 1993-03-05 | Unknown
9060276 | 3 | [5 empty] | Removed from Ground | Kerosene | 300 | Marked Unknown | 1993-03-05 | Unknown
9060276 | 4 | [5 empty] | Removed from Ground | Kerosene | 300 | Marked Unknown | 1993-03-05 | Unknown
9060276 | 5 | [5 empty] | Removed from Ground | Kerosene | 300 | Marked Unknown | 1993-03-05 | Unknown
9060276 | 6 | [5 empty] | Removed from Ground | Other | 300 | Marked Unknown | 1993-03-05 | Unknown
9060276 | 7 | [5 empty] | Removed from Ground | Diesel | 0 | Not Marked/Unknown | 1993-03-05 | Not Marked
9060277 | 1 | [5 empty] | Removed from Ground | Gas (Historical Use) | 0 | Not Marked/Unknown | 2001-12-03 | Not Marked
9060277 | 2 | [5 empty] | Removed from Ground | Gas (Historical Use) | 0 | Not Marked/Unknown | 2001-12-03 | Not Marked
9060277 | 3 | [5 empty] | Removed from Ground | Diesel | 0 | Not Marked/Unknown | 2001-12-03 | Not Marked
9060278 | 1 | [5 empty] | Removed from Ground | Other | 1500 | Bare Steel | 1994-07-13 | Galvanized Steel
9060278 | 2 | [5 empty] | Removed from Ground | Other | 6000 | Bare Steel | 1994-07-13 | Galvanized Steel
9060279 | 1 | [5 empty] | Removed from Ground | Other | 2000 | Not Marked/Unknown |  | Not Marked
9060279 | 2 | [5 empty] | Removed from Ground | Other | 2000 | Not Marked/Unknown |  | Not Marked
9060279 | 3 | [5 empty] | Removed from Ground | Other | 2000 | Not Marked/Unknown |  | Not Marked
9060280 | 1 | [5 empty] | Removed from Ground | Diesel | 10000 | Not Marked/Unknown | 1993-04-27 | Not Marked
9060281 | 1 | [5 empty] | Removed from Ground | Gas (Historical Use) | 5000 | Not Marked/Unknown | 2004-05-04 | Not Marked
9060281 | 2 |  |  | no |  | no | Removed from Ground | Gas (Historical Use) | 5000 | Unknown | 2004-05-04 | Unknown
9060281 | 3 |  |  | no |  | no | Removed from Ground | Gas (Historical Use) | 5000 | Unknown | 2004-05-05 | Unknown
9060281 | 4 |  |  | no |  | no | Removed from Ground | Gas (Historical Use) | 5000 | Unknown | 2004-05-05 | Unknown
9060281 | 5 |  |  | no |  | no | Removed from Ground | Gas (Historical Use) | 5000 | Unknown | 2004-05-05 | Unknown
9060281 | 6 |  |  | no |  | no | Removed from Ground | Used Oil | 280 | Unknown | 2004-05-05 | Unknown
9060281 | 7 |  |  | no |  | no | Removed from Ground | Used Oil | 550 | Unknown | 2004-05-05 | Unknown
9060281 | 8 |  |  | no |  | no | Removed from Ground | Kerosene | 550 | Unknown | 2004-05-05 | Unknown
9060282 | 1 | [5 empty] | Removed from Ground | Other | 4000 | Composite | 1987-08-01 | Bare Steel | Pressurized
9060282 | 2 | [5 empty] | Removed from Ground | Other | 4000 | Composite | 1987-08-01 | Bare Steel | Pressurized
9060282 | 3 |  |  | yes |  | yes | Removed from Ground | Used Oil | 2000 | Composite | 1987-08-01 | Bare Steel | Gravity Fed
9060283 | 1 | [5 empty] | Removed from Ground | Other | 0 | Marked Unknown | 1993-04-09 | Unknown
9060283 | 2 | [5 empty] | Removed from Ground | Other | 0 | Marked Unknown | 1993-04-09 | Unknown
9060283 | 3 | [5 empty] | Removed from Ground | Other | 0 | Marked Unknown | 1993-04-09 | Unknown
9060284 | 1 |  |  | yes |  | yes | Removed from Ground | Used Oil | 700 | Not Marked/Unknown | 1993-05-12 | Not Marked
9060285 | 1 | [5 empty] | Removed from Ground | Gas (Historical Use) | 1000 | Bare Steel | 1980-01-01 | Galvanized Steel | Suction (American)
9060286 | 1 |  | 1993-06-05 |  | 1993-06-05 |  | Currently in Use | Gas (Historical Use) | 8775 | Fiberglass | 1987-01-01 | Fiberglass Reinforced Plastic | Pressurized
9060286 | 2 |  | 1993-06-05 |  | 1993-06-05 |  | Currently in Use | Gas (Historical Use) | 8775 | Fiberglass | 1987-01-01 | Fiberglass Reinforced Plastic | Pressurized
9060286 | 3 |  | 1993-06-05 |  | 1993-06-05 |  | Currently in Use | Gas (Historical Use) | 8775 | Fiberglass | 1987-01-01 | Fiberglass Reinforced Plastic | Pressurized
9060288 | 1 |  | 1989-06-01 |  | 1989-06-01 |  | Removed from Ground | Gas (Historical Use) | 10000 | Double Walled | 1989-06-01 | Fiberglass Reinforced Plastic | Pressurized
9060290 | 1 | [5 empty] | Removed from Ground | Gas (Historical Use) | 2000 | Bare Steel | 1975-01-01 | Galvanized Steel | Suction (American)
9060291 | 1 | [5 empty] | Removed from Ground | Diesel | 10000 | Not Marked/Unknown | 1993-07-29 | Not Marked
9060292 | 1 |  | 1993-03-01 | no | 1993-03-01 | no | Currently in Use | Gas (Historical Use) | 12000 | Fiberglass | 1993-03-09 | Fiberglass Reinforced Plastic | Pressurized
9060292 | 2 |  | 1993-03-01 | no | 1993-03-01 | no | Currently in Use | Gas (Historical Use) | 12000 | Fiberglass | 1993-03-09 | Fiberglass Reinforced Plastic | Pressurized
9060292 | 3 |  | 1993-03-01 | no | 1993-03-01 | no | Currently in Use | Gas (Historical Use) | 12000 | Fiberglass | 1993-03-09 | Fiberglass Reinforced Plastic | Pressurized
9060294 | 1 | [5 empty] | Removed from Ground | Gas (Historical Use) | 12000 | Double Walled | 1990-11-01 | Fiberglass Reinforced Plastic | Pressurized
9060294 | 2 | [5 empty] | Removed from Ground | Diesel | 12000 | Double Walled | 1990-11-01 | Fiberglass Reinforced Plastic | Pressurized
9060295 | 1 |  | 1993-05-22 | no | 1993-05-22 | no | Currently in Use | Diesel | 20000 | Fiberglass | 1993-03-10 | Fiberglass Reinforced Plastic | Pressurized
9060295 | 2 |  | 1993-05-22 | no | 1993-05-22 | no | Currently in Use | Regular | 8000 |  | 1993-03-10 | Fiberglass Reinforced Plastic | Pressurized
9060296 | 1 |  |  | yes |  | yes | Removed from Ground | Used Oil | 500 | Marked Unknown | 1990-06-01 | Unknown
9060296 | 2 | [5 empty] | Removed from Ground | Diesel | 8000 | Bare Steel | 1997-01-21 | Bare Steel
9060296 | 3 | [5 empty] | Removed from Ground | Diesel | 10000 | Bare Steel | 1997-01-21 | Bare Steel
9060296 | 4 | [5 empty] | Removed from Ground | Diesel | 20000 | Bare Steel | 1997-01-21 | Bare Steel
9060297 | 1 | [5 empty] | Removed from Ground | Gas (Historical Use) | 1 | Marked Unknown | 1993-12-01 | Unknown
9060297 | 2 | Ball Float | 1993-12-01 |  | 1993-12-01 |  | Removed from Ground | Gas (Historical Use) | 12000 | Fiberglass | 1993-12-01 | Double-Walled Fiberglass | Pressurized
9060297 | 3 | Ball Float | 1993-12-01 |  | 1993-12-01 |  | Removed from Ground | Gas (Historical Use) | 12000 | Fiberglass | 1993-12-01 | Double-Walled Fiberglass | Pressurized
9060297 | 4 |  |  | no |  | no | Removed from Ground | Used Oil | 500 | Bare Steel | 2013-11-20
9060299 | 1 | [5 empty] | Removed from Ground | Gas (Historical Use) | 4500 | Not Marked/Unknown | 1993-09-28 | Not Marked
9060299 | 2 | [5 empty] | Removed from Ground | Gas (Historical Use) | 4500 | Not Marked/Unknown | 1993-09-28 | Not Marked
9060300 | 1 | [5 empty] | Removed from Ground | Gas (Historical Use) | 1100 | Not Marked/Unknown | 1993-08-31 | Not Marked
9060300 | 2 |  |  | yes |  | yes | Removed from Ground | Used Oil | 1100 | Not Marked/Unknown | 1993-08-31 | Not Marked
9060300 | 3 | [5 empty] | Removed from Ground | Other | 750 | Not Marked/Unknown | 1993-08-31 | Not Marked
9060301 | 1 | [5 empty] | Removed from Ground | Gas (Historical Use) | 1 | Marked Unknown | 1994-03-02 | Unknown
9060303 | 1 | [5 empty] | Removed from Ground | Diesel | 500 | Unknown | 1994-05-01 | Unknown
9060305 | 1 | [5 empty] | Removed from Ground | Diesel | 550 | Bare Steel | 1981-01-01 | Bare Steel | Safe Suction (Euro)
9060305 | 2 |  | 1998-01-30 |  | 1998-01-30 |  | Removed from Ground | Diesel | 550 | Fiberglass | 1998-01-30 | Cathodically Protected | Suction (American)
9060306 | 1 |  | 1995-10-01 |  | 1995-10-01 |  | Temporarily out of use | Diesel | 20000 | Fiberglass | 1987-03-01 | Fiberglass Reinforced Plastic | Pressurized
9060309 | 1 | [5 empty] | Removed from Ground | Gas (Historical Use) | 550 | Not Marked/Unknown | 1993-10-25 | Not Marked
9060311 | 224279 | Ball Float | 1993-09-02 |  | 1993-09-02 |  | Currently in Use | Diesel | 10000 | Fiberglass Double Walled | 1993-09-02 | Double-Walled Fiberglass | Pressurized
9060311 | 224280 | Ball Float | 1993-09-02 |  | 1993-09-02 |  | Currently in Use | Gas (Historical Use) | 10000 | Fiberglass Double Walled | 1993-09-02 | Fiberglass Reinforced Plastic | Pressurized
9060312 | 1 | [5 empty] | Removed from Ground | Gas (Historical Use) | 3000 | Bare Steel | 1974-01-01 | Unknown | Pressurized
9060312 | 2 | [5 empty] | Removed from Ground | Gas (Historical Use) | 12000 | Bare Steel | 1980-01-01 | Unknown | Pressurized
9060312 | 3 |  |  | yes |  | yes | Removed from Ground | Used Oil | 550 | Bare Steel | 1974-01-01 | Unknown | Gravity Fed
9060313 | 1 | [5 empty] | Removed from Ground | Diesel | 10000 | Bare Steel | 1978-05-08 | Galvanized Steel
9060313 | 2 | [5 empty] | Removed from Ground | Diesel | 10000 | Bare Steel | 1978-05-08 | Galvanized Steel
9060313 | 3 | [5 empty] | Removed from Ground | Diesel | 10000 | Bare Steel | 1978-05-08 | Galvanized Steel
9060313 | 4 | [5 empty] | Removed from Ground | Gas (Historical Use) | 3000 | Bare Steel | 1978-05-08 | Bare Steel
9060313 | 5 | [5 empty] | Removed from Ground | Other | 7000 | Bare Steel | 1978-05-08 | Galvanized Steel
9060313 | 6 |  |  | yes |  | yes | Removed from Ground | Used Oil | 2000 | Bare Steel | 1978-05-08 | Galvanized Steel
9060313 | 7 | Ball Float | 1995-08-15 |  | 1995-08-15 |  | Currently in Use | Diesel | 30000 | Fiberglass | 1995-08-08 | Double-Walled Flex | Pressurized
9060314 | 1 | [5 empty] | Removed from Ground | Gas (Historical Use) | 1000 | Not Marked/Unknown | 1993-10-17 | Not Marked
9060314 | 2 |  |  | yes |  | yes | Removed from Ground | Used Oil | 60 | Not Marked/Unknown | 1993-10-17 | Not Marked
9060314 | 3 | [5 empty] | Removed from Ground | Gas (Historical Use) | 1000 | Not Marked/Unknown | 1993-10-21 | Not Marked
9060314 | 4 | [5 empty] | Removed from Ground | Gas (Historical Use) | 1000 | Not Marked/Unknown | 1993-10-21 | Not Marked
9060315 | 1 | [5 empty] | Removed from Ground | Other | 500 | Not Marked/Unknown | 1993-10-13 | Bare Steel | Suction (American)
9060316 | 1 | [5 empty] | Removed from Ground | Gas (Historical Use) | 1000 | Bare Steel | 1993-12-01 | Not Marked | Safe Suction (Euro)
9060317 | 1 | [5 empty] | Removed from Ground | Gas (Historical Use) | 2000 | Bare Steel | 1976-01-01 | Bare Steel
9060318 | 1 |  |  | yes |  | yes | Removed from Ground | Used Oil | 550 | Bare Steel | 1993-11-28 | Bare Steel
9060319 | 1 | [5 empty] | Temporarily out of use | Diesel | 4000 | Steel-Impressed Current | 2005-08-09 | Flex | Pressurized
9060319 | 2 | [5 empty] | Temporarily out of use | Gas (Historical Use) | 5000 | Steel-Impressed Current | 2005-08-09 | Flex | Pressurized
9060319 | 3 | [5 empty] | Temporarily out of use | Gas (Historical Use) | 5000 | Steel-Impressed Current | 2005-08-09 | Flex | Pressurized
9060319 | 4 | [5 empty] | Temporarily out of use | Gas (Historical Use) | 5000 | Steel-Impressed Current | 2005-08-09 | Flex | Pressurized
9060319 | 5 | [5 empty] | Temporarily out of use | Gas (Historical Use) | 5000 | Steel-Impressed Current | 2005-08-09 | Flex
9060320 | 1 | [5 empty] | Removed from Ground | Diesel | 1100 | Bare Steel | 1980-04-01 | Bare Steel
9060320 | 2 | [5 empty] | Removed from Ground | Gas (Historical Use) | 1140 | Bare Steel | 1980-04-01 | Bare Steel
9060320 | 3 | [5 empty] | Removed from Ground | Gas (Historical Use) | 6000 | Not Marked/Unknown | 1993-11-01 | Not Marked
9060321 | 1 | [5 empty] | Removed from Ground | Gas (Historical Use) | 0 | Not Marked/Unknown |  | Not Marked
9060322 | 1 | [5 empty] | Removed from Ground | Gas (Historical Use) | 3000 | Bare Steel | 1993-11-10 | Unknown | Suction (American)
9060323 | 1 | [5 empty] | Removed from Ground | Diesel | 10000 | Not Marked/Unknown |  | Not Marked
9060323 | 2 | [5 empty] | Removed from Ground | Diesel | 10000 | Not Marked/Unknown |  | Not Marked
9060325 | 1 | [5 empty] | Removed from Ground | Gas (Historical Use) | 0 | Not Marked/Unknown |  | Not Marked
9060325 | 2 | [5 empty] | Removed from Ground | Gas (Historical Use) | 2000 | Bare Steel | 1961-02-27 | Galvanized Steel
9060325 | 3 | [5 empty] | Removed from Ground | Diesel | 2000 | Bare Steel | 1961-02-27 | Galvanized Steel
9060326 | 1 | [5 empty] | Removed from Ground | Gas (Historical Use) | 7500 | Bare Steel | 1994-01-04 | Galvanized Steel | Safe Suction (Euro)
9060326 | 2 | [5 empty] | Removed from Ground | Gas (Historical Use) | 10000 | Bare Steel | 1994-01-04 | Galvanized Steel | Safe Suction (Euro)
9060327 | 1 | [5 empty] | Removed from Ground | Diesel | 1000 | Bare Steel | 1987-06-01 | Galvanized Steel
9060327 | 2 | [5 empty] | Removed from Ground | Gas (Historical Use) | 1000 | Bare Steel | 1987-06-01 | Galvanized Steel
9060328 | 1 | [5 empty] | Removed from Ground | Gas (Historical Use) | 8000 | Not Marked/Unknown | 1994-02-24 | Not Marked
9060328 | 2 | [5 empty] | Removed from Ground | Gas (Historical Use) | 8000 | Not Marked/Unknown | 1994-02-24 | Not Marked
9060328 | 3 | [5 empty] | Removed from Ground | Diesel | 20000 | Not Marked/Unknown | 1994-09-20 | Not Marked
9060328 | 4 | [5 empty] | Removed from Ground | Diesel | 8000 | Not Marked/Unknown | 1994-02-24 | Not Marked
9060329 | 1 | [5 empty] | Removed from Ground | Diesel | 8000 | Bare Steel | 1960-01-01 | Not Marked | Suction (American)
9060329 | 2 | [5 empty] | Removed from Ground | Diesel | 2000 | Bare Steel | 1960-01-01 | Not Marked | Gravity Fed
9060330 | 1 | [5 empty] | Removed from Ground | Other | 0 | Not Marked/Unknown | 1982-01-01 | Not Marked
9060332 | 1 | [5 empty] | Removed from Ground | Gas (Historical Use) | 8000 | Not Marked/Unknown | 1994-03-07 | Not Marked
9060333 | 1 | [5 empty] | Removed from Ground | Gas (Historical Use) | 3000 | Marked Unknown | 1988-12-07 | Unknown
9060333 | 2 | [5 empty] | Removed from Ground | Gas (Historical Use) | 1000 | Marked Unknown | 1988-12-07 | Unknown
9060333 | 3 | [5 empty] | Removed from Ground | Other | 1000 | Marked Unknown | 1988-05-24 | Unknown
9060333 | 4 | [5 empty] | Removed from Ground | Other | 1000 | Marked Unknown | 1988-05-24 | Unknown
9060334 | 0 | [5 empty] | Removed from Ground | Other | 0 | Not Marked/Unknown | 1993-06-01 | Not Marked
9060336 | 1 |  | 1993-01-01 |  | 1993-01-01 |  | Currently in Use | Gas (Historical Use) | 12000 | Composite Double Walled | 1993-10-04 | Double-Walled Fiberglass | Pressurized
9060336 | 2 |  | 1993-01-01 |  | 1993-01-01 |  | Currently in Use | Diesel | 12000 | Composite Double Walled | 1993-10-04 | Double-Walled Fiberglass | Pressurized
9060336 | 3 |  | 1993-01-01 |  | 1993-01-01 |  | Currently in Use | Gas (Historical Use) | 12000 | Composite Double Walled | 1993-10-04 | Double-Walled Fiberglass | Pressurized
9060337 | 1 | [5 empty] | Removed from Ground | Other | 550 | Bare Steel | 1980-07-01 | Bare Steel | Gravity Fed
9060337 | 2 | [5 empty] | Removed from Ground | Other | 550 | Not Marked/Unknown | 1994-02-03 | Not Marked
9060338 | 1 |  |  | no |  | no | Removed from Ground | Diesel | 10000 | Bare Steel | 1979-04-09 | Galvanized Steel
9060338 | 10 |  |  | no |  | no | Removed from Ground | Hazardous Substance | 12000 |  | 1979-04-09 | Galvanized Steel
9060338 | 11 |  |  | no |  | no | Removed from Ground |  | 5000 |  | 1979-04-09 | Galvanized Steel
9060338 | 12 |  |  | no |  | no | Removed from Ground |  | 5000 |  | 1979-04-09 | Galvanized Steel
9060338 | 13 |  | 2006-09-20 | no | 2006-09-20 | no | Currently in Use | Diesel | 10000 | Fiberglass Double Walled | 1994-11-01 | Double-Walled Flex | Pressurized
9060338 | 14 |  | 2006-09-20 | no | 2006-09-20 | no | Currently in Use | Diesel | 10000 | Fiberglass Double Walled | 1994-11-01 | Double-Walled Flex | Pressurized
9060338 | 15 |  | 2006-09-20 | no | 2006-09-20 | no | Currently in Use | Regular | 10000 | Fiberglass Double Walled | 1994-11-01 | Double-Walled Flex | Pressurized
9060338 | 2 |  |  | no |  | no | Removed from Ground | Diesel | 10000 |  | 1979-04-09 | Galvanized Steel
9060338 | 3 |  |  | no |  | no | Removed from Ground | Gas (Historical Use) | 10000 |  | 1979-04-09 | Galvanized Steel
9060338 | 4 |  |  | no |  | no | Removed from Ground | Gas (Historical Use) | 10000 |  | 1979-04-09 | Galvanized Steel
9060338 | 5 |  |  | no |  | no | Removed from Ground | Gas (Historical Use) | 10000 |  | 1979-04-09 | Galvanized Steel
9060338 | 6 |  |  | no |  | no | Removed from Ground |  | 5000 |  | 1979-04-09 | Galvanized Steel
9060338 | 7 |  |  | yes |  | yes | Removed from Ground | Used Oil | 2000 |  | 1979-04-09 | Galvanized Steel
9060338 | 8 |  |  | yes |  | yes | Removed from Ground | Used Oil | 2000 |  | 1979-04-09 | Galvanized Steel
9060338 | 9 |  |  | no |  | no | Closed in Ground |  | 600 |  | 1979-04-09 | Galvanized Steel
9060339 | 1 | [5 empty] | Removed from Ground | Other | 0 | Not Marked/Unknown |  | Not Marked
9060341 | 1 | [5 empty] | Removed from Ground | Gas (Historical Use) | 1000 | Bare Steel | 1992-12-01 | Galvanized Steel | Suction (American)
9060341 | 2 | [5 empty] | Removed from Ground | Diesel | 1000 | Bare Steel | 1992-12-01 | Galvanized Steel | Suction (American)
9060341 | 3 |  |  | yes |  | yes | Removed from Ground | Used Oil | 1000 | Bare Steel | 1992-12-01 | Galvanized Steel | Suction (American)
9060342 | 1 |  |  | yes |  | yes | Removed from Ground | Used Oil | 550 | Not Marked/Unknown | 1987-01-01 | Not Marked
9060344 | 1 | [5 empty] | Removed from Ground | Gas (Historical Use) | 550 | Cathodically Protected Steel | 1986-01-01 | Cathodically Protected
9060345 | 1 | [5 empty] | Removed from Ground | Other | 1000 | Bare Steel | 1993-02-24 | Bare Steel
9060346 | 1 |  |  | yes |  | yes | Removed from Ground | Used Oil | 550 | Bare Steel | 1972-01-01 | Bare Steel | Gravity Fed
9060347 | 1 |  |  | yes |  | yes | Removed from Ground | Used Oil | 1000 | Bare Steel | 1994-04-15 | Galvanized Steel | Gravity Fed
9060348 | 1 | [5 empty] | Removed from Ground | Gas (Historical Use) | 10000 | Bare Steel | 1994-04-27 | Galvanized Steel | Pressurized
9060348 | 2 | [5 empty] | Removed from Ground | Gas (Historical Use) | 3000 | Bare Steel | 1994-04-27 | Galvanized Steel | Suction (American)
9060348 | 3 | [5 empty] | Removed from Ground | Gas (Historical Use) | 3000 | Bare Steel | 1994-04-27 | Galvanized Steel | Suction (American)
9060348 | 4 | [5 empty] | Removed from Ground | Gas (Historical Use) | 3000 | Bare Steel | 1994-04-27 | Galvanized Steel | Suction (American)
9060348 | 5 | [5 empty] | Removed from Ground | Gas (Historical Use) | 2000 | Bare Steel | 1994-04-27 | Galvanized Steel | Suction (American)
9060349 | 1 |  | 1998-07-11 |  | 1998-07-11 |  | Removed from Ground | Diesel | 1500 | Cathodically Protected Steel | 1989-07-01 | Copper | Suction (American)
9060349 | 2 |  | 1998-09-04 | no | 1998-09-04 | no | Currently in Use | Diesel | 1500 | Composite | 1998-03-15 | Double-Walled Fiberglass | Suction (American)
9060349 | 3 |  | 2006-02-20 | no | 2006-02-20 | no | Currently in Use | Diesel | 12000 | Composite Double Walled | 2006-02-01 | Double-Walled Fiberglass | Pressurized
9060350 | 1 | [5 empty] | Removed from Ground | Gas (Historical Use) | 1011 | Epoxy | 1986-12-01 | Galvanized Steel | Suction (American)
9060350 | 2 | [5 empty] | Removed from Ground | Gas (Historical Use) | 1011 | Epoxy | 1986-12-01 | Galvanized Steel | Suction (American)
9060350 | 3 | [5 empty] | Removed from Ground | Diesel | 552 | Epoxy | 1986-12-01 | Galvanized Steel | Suction (American)
9060352 | 1 | [5 empty] | Removed from Ground | Diesel | 7500 | Not Marked/Unknown | 1992-03-19 | Not Marked
9060353 | 1 | [5 empty] | Removed from Ground | Gas (Historical Use) | 0 | Bare Steel | 1994-04-19 | Galvanized Steel | Pressurized
9060353 | 2 | [5 empty] | Removed from Ground | Diesel | 0 | Bare Steel | 1994-04-19 | Galvanized Steel | Pressurized
9060353 | 3 |  | 1994-06-20 |  | 1994-06-20 |  | Currently in Use | Gas (Historical Use) | 10000 | Fiberglass | 1994-06-01 | Fiberglass Reinforced Plastic | Pressurized
9060353 | 4 |  | 1994-06-20 |  | 1994-06-20 |  | Currently in Use | Gas (Historical Use) | 10000 | Fiberglass | 1994-06-01 | Fiberglass Reinforced Plastic | Pressurized
9060353 | 5 |  | 1994-06-20 |  | 1994-06-20 |  | Currently in Use | Diesel | 6000 | Cathodically Protected Steel | 1994-06-01 | Fiberglass Reinforced Plastic | Pressurized
9060354 | 1 | [5 empty] | Removed from Ground | Diesel | 4000 | Fiberglass | 1988-01-01 | Copper
9060357 | 1 | [5 empty] | Removed from Ground | Gas (Historical Use) | 1000 | Bare Steel | 1994-06-30 | Galvanized Steel | Suction (American)
9060358 | 1 | [5 empty] | Removed from Ground | Diesel | 0 | Not Marked/Unknown | 1994-06-01 | Not Marked
9060359 | 1 | [5 empty] | Removed from Ground | Gas (Historical Use) | 500 | Bare Steel | 1994-08-08 | Bare Steel | Safe Suction (Euro)
9060360 | 1 | [5 empty] | Removed from Ground | Other | 12000 | Marked Unknown | 1994-07-25 | Unknown
9060360 | 2 | [5 empty] | Removed from Ground | Gas (Historical Use) | 1000 | Marked Unknown | 1994-07-25 | Unknown
9060360 | 3 | [5 empty] | Removed from Ground | Gas (Historical Use) | 1000 | Marked Unknown | 1994-07-25 | Unknown
9060360 | 4 | [5 empty] | Removed from Ground | Gas (Historical Use) | 500 | Marked Unknown | 1994-07-01 | Unknown
9060360 | 5 | [5 empty] | Removed from Ground | Gas (Historical Use) | 500 | Marked Unknown | 1994-07-01 | Unknown
9060361 | 1 | [5 empty] | Removed from Ground | Gas (Historical Use) | 500 | Marked Unknown | 1994-06-16 | Unknown
9060361 | 2 | [5 empty] | Removed from Ground | Gas (Historical Use) | 500 | Marked Unknown | 1994-06-16 | Unknown
9060362 | 1 |  |  | yes |  | yes | Removed from Ground | Used Oil | 550 | Not Marked/Unknown | 1994-05-01 | Not Marked
9060363 | 1 | [5 empty] | Closed in Ground | Diesel | 10000 | Bare Steel | 1954-01-01 | Copper | Suction (American)
9060365 | 1 | [5 empty] | Removed from Ground | Other | 5000 | Bare Steel | 1977-04-01 | Galvanized Steel | Gravity Fed
9060365 | 2 | [5 empty] | Removed from Ground | Other | 6000 | Bare Steel | 1977-04-01 | Bare Steel | Gravity Fed
9060366 | 1 | [5 empty] | Removed from Ground | Gas (Historical Use) | 1000 | Bare Steel | 1994-05-20 | Galvanized Steel | Suction (American)
9060366 | 2 | [5 empty] | Removed from Ground | Gas (Historical Use) | 1000 | Bare Steel | 1994-05-20 | Galvanized Steel | Suction (American)
9060366 | 3 | [5 empty] | Removed from Ground | Diesel | 350 | Bare Steel | 1994-05-20 | Galvanized Steel | Suction (American)
9060368 | 1 | [5 empty] | Removed from Ground | Gas (Historical Use) | 2000 | Bare Steel | 1994-07-22 | Galvanized Steel | Safe Suction (Euro)
9060369 | 1 | [5 empty] | Removed from Ground | Diesel | 1000 | Not Marked/Unknown | 1993-10-20 | Not Marked
9060371 | 1 | [5 empty] | Removed from Ground | Gas (Historical Use) | 10000 | Not Marked/Unknown | 1992-05-01 | Not Marked
9060373 | 1 | [5 empty] | Removed from Ground | Gas (Historical Use) | 4000 | Not Marked/Unknown | 1995-12-02 | Not Marked
9060373 | 2 | [5 empty] | Removed from Ground | Diesel | 3000 | Not Marked/Unknown | 1995-12-02 | Not Marked
9060373 | 3 | [5 empty] | Removed from Ground | Diesel | 3000 | Not Marked/Unknown | 1995-12-02 | Not Marked
9060373 | 4 | [5 empty] | Removed from Ground | Diesel | 3000 | Not Marked/Unknown | 1995-12-02 | Not Marked
9060373 | 5 |  |  | yes |  | yes | Removed from Ground | Used Oil | 500 | Not Marked/Unknown | 1995-12-02 | Not Marked
9060373 | 6 | [5 empty] | Removed from Ground | Other | 3000 | Not Marked/Unknown | 1995-12-02 | Not Marked
9060373 | 626428 |  | 1994-11-10 |  | 1994-11-10 |  | Removed from Ground | Diesel | 8000 | Double Walled | 1994-11-10 | Double Walled | Pressurized
9060373 | 626441 |  | 1994-11-10 |  | 1994-11-10 |  | Removed from Ground | Gas (Historical Use) | 6000 | Unknown | 1994-11-10 | Double Walled | Pressurized
9060375 | 1 | [5 empty] | Removed from Ground | Other | 18000 | Bare Steel | 1994-06-23 | Not Marked
9060375 | 2 | [5 empty] | Removed from Ground | Empty | 18000 | Bare Steel | 1994-06-23 | Not Marked
9060378 | 1 | [5 empty] | Removed from Ground | Gas (Historical Use) | 2000 | Not Marked/Unknown |  | Not Marked
9060378 | 2 | [5 empty] | Removed from Ground | Gas (Historical Use) | 2000 | Not Marked/Unknown |  | Not Marked
9060378 | 3 | [5 empty] | Removed from Ground | Gas (Historical Use) | 1500 | Not Marked/Unknown |  | Not Marked
9060379 | 1 |  | 1991-08-01 |  |  |  | Removed from Ground | Diesel | 8000 | Cathodically Protected Steel | 1991-08-01 | Double Walled | Suction (American)
9060379 | 2 |  | 1991-08-01 |  |  |  | Removed from Ground | Diesel | 3000 | Cathodically Protected Steel | 1991-08-01 | Double Walled | Suction (American)
9060380 | T1 | [5 empty] | Removed from Ground | Gas (Historical Use) | 575 | Bare Steel | 1983-01-26 | Bare Steel
9060380 | T2 | [5 empty] | Removed from Ground | Diesel | 0 | Marked Unknown | 2010-06-18 | Unknown
9060381 | 1 | [5 empty] | Removed from Ground | Gas (Historical Use) | 1000 | Not Marked/Unknown | 1991-04-22 | Not Marked
9060383 | 1 |  |  | yes |  | yes | Removed from Ground | Used Oil | 550 | Not Marked/Unknown |  | Not Marked
9060383 | 2 |  |  | yes |  | yes | Removed from Ground | Used Oil | 550 | Not Marked/Unknown |  | Not Marked
9060383 | 3 |  |  | yes |  | yes | Removed from Ground | Used Oil | 550 | Not Marked/Unknown |  | Not Marked
9060384 | 1 | [5 empty] | Removed from Ground | Diesel | 2005 | Bare Steel |  | Unknown | Safe Suction (Euro)
9060384 | 2 | [5 empty] | Removed from Ground | Gas (Historical Use) | 1000 | Bare Steel |  | Unknown | Safe Suction (Euro)
9060385 | 1 | [5 empty] | Removed from Ground | Diesel | 4000 | Bare Steel |  | Unknown
9060385 | 2 | [5 empty] | Removed from Ground | Gas (Historical Use) | 500 | Bare Steel |  | Unknown
9060387 | 1 | [5 empty] | Removed from Ground | Gas (Historical Use) | 500 | Bare Steel | 1994-08-24 | Bare Steel | Safe Suction (Euro)
9060387 | 2 | [5 empty] | Removed from Ground | Gas (Historical Use) | 500 | Bare Steel | 1994-08-24 | Bare Steel | Safe Suction (Euro)
9060388 | 1 | [5 empty] | Removed from Ground | Other | 12000 | Bare Steel | 1974-06-01 | Unknown | Gravity Fed
9060388 | 2 | Flapper Valve | 1997-09-20 |  | 1997-09-20 |  | Currently in Use | Diesel | 12000 | Fiberglass | 1997-09-20 | Double-Walled Fiberglass | Safe Suction (Euro)
9060388 | 3 | Flapper Valve | 1997-10-15 |  | 1997-10-15 |  | Currently in Use | Diesel | 1000 | Fiberglass | 1997-10-15 | Double-Walled Fiberglass | Safe Suction (Euro)
9060389 | 1 |  |  | yes |  | yes | Removed from Ground | Used Oil | 1000 | Bare Steel | 1976-01-01 | Galvanized Steel | Gravity Fed
9060389 | 2 |  |  | yes |  | yes | Removed from Ground | Used Oil | 1000 | Bare Steel | 1976-01-01 | Galvanized Steel
9060389 | 4 | Overfill Alarm | 1993-11-18 | no | 1993-11-18 | no | Temporarily out of use | Diesel | 1000 | Fiberglass Double Walled | 1993-11-18 | Double-Walled Fiberglass | Pressurized
9060389 | 5 | Overfill Alarm | 2010-03-09 | yes | 1995-03-01 | yes | Currently in Use | Used Oil | 1000 | Fiberglass Double Walled | 1995-03-01 | Fiberglass Reinforced Plastic | Safe Suction (Euro)
9060390 | 1 | [5 empty] | Removed from Ground | Gas (Historical Use) | 5000 | Composite | 1991-01-01 | Fiberglass Reinforced Plastic | Suction (American)
9060391 | 1 | [5 empty] | Removed from Ground | Gas (Historical Use) | 6500 | Not Marked/Unknown | 1994-08-15 | Not Marked
9060391 | 2 |  |  | no |  | no | Removed from Ground | Other | 5000 | Unknown | 1994-08-15 | Unknown
9060391 | 3 |  |  | no |  | no | Removed from Ground | Empty | 250 | Unknown | 1994-08-15 | Unknown
9060394 | 1 | Ball Float | 1989-08-08 | no | 1989-08-08 | no | Currently in Use | Regular | 10000 | Galvanic (STIP-3) | 1989-08-08 | Fiberglass Reinforced Plastic | Pressurized
9060394 | 2 | Ball Float | 1989-08-08 | no | 1989-08-08 | no | Currently in Use | Diesel | 10000 | Galvanic (STIP-3) | 1989-08-08 | Fiberglass Reinforced Plastic | Pressurized
9060394 | 3 | Ball Float | 1989-08-08 | no | 1989-08-08 | no | Currently in Use | Premium | 10000 | Galvanic (STIP-3) | 1989-08-08 | Fiberglass Reinforced Plastic | Pressurized
9060395 | 1 |  |  | yes |  | yes | Removed from Ground | Used Oil | 550 | Bare Steel | 1986-01-01 | Bare Steel
9060395 | 1AST |  |  | yes |  | yes | Currently in Use | Used Oil | 0 | Not Marked/Unknown |  | Not Marked
9060396 | 1 |  |  | yes |  | yes | Removed from Ground | Used Oil | 550 | Double Walled | 1986-01-01 | Bare Steel | Gravity Fed
9060396 | 2 |  |  | yes |  | yes | Removed from Ground | Used Oil | 550 | Double Walled | 1986-01-01 | Bare Steel
9060397 | 1 |  |  | no |  | no | Removed from Ground | Not Marked | 0 | Unknown |  | Unknown
9060400 | 1 |  | 1995-05-01 |  | 1995-05-01 |  | Currently in Use | Gas (Historical Use) | 8000 | Fiberglass | 1995-05-01 | Fiberglass Reinforced Plastic
9060400 | 2 |  | 1995-05-01 |  | 1995-05-01 |  | Currently in Use | Gas (Historical Use) | 8000 | Fiberglass | 1995-05-01 | Fiberglass Reinforced Plastic
9060400 | 3 |  | 1995-05-01 |  | 1995-05-01 |  | Currently in Use | Gas (Historical Use) | 8000 | Fiberglass | 1995-05-01 | Fiberglass Reinforced Plastic
9060401 | 1 | [5 empty] | Removed from Ground | Empty | 0 | Bare Steel | 1990-09-06 | Galvanized Steel
9060401 | 2 | [5 empty] | Removed from Ground | Empty | 0 | Bare Steel | 1990-09-06 | Galvanized Steel
9060401 | 3 | [5 empty] | Removed from Ground | Empty | 0 | Bare Steel | 1990-09-06 | Galvanized Steel
9060401 | 4 |  |  | yes |  | yes | Removed from Ground | Used Oil | 0 | Bare Steel | 1990-09-06 | Galvanized Steel
9060403 | 1 | [5 empty] | Removed from Ground | Other | 250 | Bare Steel | 1957-01-01 | Galvanized Steel | Safe Suction (Euro)
9060404 | 1 | [5 empty] | Removed from Ground | Diesel | 500 | Not Marked/Unknown |  | Not Marked
9060405 | 1 | [5 empty] | Removed from Ground | Gas (Historical Use) | 1000 | Bare Steel | 1994-11-25 | Galvanized Steel
9060405 | 2 | [5 empty] | Removed from Ground | Diesel | 8000 | Bare Steel | 1994-11-25 | Galvanized Steel
9060406 | 1 | [5 empty] | Removed from Ground | Empty | 10000 | Bare Steel | 1994-10-01 | Unknown
9060407 | 1 | [5 empty] | Removed from Ground | Gas (Historical Use) | 1000 | Bare Steel | 1994-10-26 | Bare Steel | Suction (American)
9060408 | 1 |  |  | yes |  | yes | Removed from Ground | Used Oil | 385 | Bare Steel | 1995-01-11 | Galvanized Steel | Gravity Fed
9060410 | 1 | [5 empty] | Removed from Ground | Gas (Historical Use) | 500 | Bare Steel | 1955-01-01 | Bare Steel
9060410 | 2 | [5 empty] | Removed from Ground | Gas (Historical Use) | 500 | Bare Steel | 1955-01-01 | Bare Steel
9060414 | 1 |  |  | yes |  | yes | Removed from Ground | Used Oil | 1000 | Marked Unknown | 1964-04-01 | Unknown | Gravity Fed
9060414 | 2 |  |  | yes |  | yes | Removed from Ground | Used Oil | 1000 | Marked Unknown | 1964-04-01 | Unknown | Pressurized
9060414 | 3 |  |  | yes |  | yes | Removed from Ground | Used Oil | 1000 | Marked Unknown | 1964-04-01 | Unknown | Pressurized
9060414 | 4 | [5 empty] | Removed from Ground | Other | 550 | Marked Unknown | 1964-04-01 | Unknown | Pressurized
9060416 | 1 | [5 empty] | Removed from Ground | Diesel | 550 | Bare Steel | 1978-01-01 | Copper
9060417 | 1 | [5 empty] | Removed from Ground | Diesel | 550 | Bare Steel | 1978-01-01 | Copper | Safe Suction (Euro)
9060418 | 1 | [5 empty] | Removed from Ground | Diesel | 550 | Bare Steel | 1978-01-01 | Not Marked | Safe Suction (Euro)
9060419 | 1 | [5 empty] | Removed from Ground | Diesel | 5000 | Bare Steel | 1983-04-04 | Copper | Suction (American)
9060419 | 2 | Ball Float | 1989-10-18 | no | 1989-10-18 | no | Currently in Use | Diesel | 2000 | Fiberglass | 1989-10-18 | Double-Walled Fiberglass | Safe Suction (Euro)
9060419 | 3 | Ball Float | 1997-02-15 | no | 1997-02-15 | no | Currently in Use | Diesel | 8000 | Composite | 1997-02-15 | Double-Walled Fiberglass | Safe Suction (Euro)
9060420 | 1 | [5 empty] | Removed from Ground | Gas (Historical Use) | 1 | Not Marked/Unknown | 1995-03-01 | Bare Steel
9060421 | 1 | [5 empty] | Removed from Ground | Gas (Historical Use) | 10000 | Marked Unknown | 1998-07-01 | Unknown
9060421 | 2 | [5 empty] | Removed from Ground | Gas (Historical Use) | 10000 | Marked Unknown | 1998-07-01 | Unknown
9060421 | 3 | [5 empty] | Removed from Ground | Gas (Historical Use) | 10000 | Marked Unknown | 1998-07-01 | Unknown
9060422 | 1 |  | 1995-01-13 |  | 1995-01-13 |  | Currently in Use | Diesel | 15000 | Double Walled | 1995-01-13 | Fiberglass Reinforced Plastic | Pressurized
9060425 | DUMMY | [5 empty] | Currently in Use | Other | 0 | Marked Unknown |  | Unknown
9060426 | 1 |  | 1995-10-23 |  | 1995-10-23 |  | Currently in Use | Gas (Historical Use) | 10000 | Composite | 1995-10-16 | Fiberglass Reinforced Plastic | Pressurized
9060426 | 2 |  | 1995-10-23 |  | 1995-10-23 |  | Currently in Use | Gas (Historical Use) | 10000 | Composite | 1995-10-16 | Fiberglass Reinforced Plastic | Pressurized
9060426 | 3 |  | 1995-10-23 |  | 1995-10-23 |  | Currently in Use | Diesel | 10000 | Composite | 1995-10-16 | Fiberglass Reinforced Plastic | Pressurized
9060428 | 1 | [5 empty] | Closed in Ground | Other | 1000 | Not Marked/Unknown |  | Unknown
9060428 | 2 | [5 empty] | Closed in Ground | Gas (Historical Use) | 3000 | Not Marked/Unknown |  | Unknown
9060429 | 1 | [5 empty] | Removed from Ground | Other | 1000 | Not Marked/Unknown | 1995-04-25 | Unknown
9060431 | 1 | [5 empty] | Closed in Ground | Diesel | 30000 | Bare Steel | 1978-03-05 | Copper | Pressurized
9060431 | 2 | [5 empty] | Closed in Ground | Diesel | 30000 | Bare Steel | 1978-03-15 | Copper | Pressurized
9060431 | 3 |  | 1998-10-01 |  | 1998-10-01 |  | Currently in Use | Diesel | 20000 | Fiberglass Double Walled | 1998-10-01 | Double-Walled Fiberglass | Pressurized
9060431 | 4 |  | 1998-10-01 |  | 1998-10-01 |  | Currently in Use | Diesel | 20000 | Fiberglass Double Walled | 1998-10-01 | Double-Walled Fiberglass | Pressurized
9060432 | 1 | [5 empty] | Permanently Out of Use - historical purposes | Other | 1000 | Not Marked/Unknown |  | Unknown
9060433 | 1 | Ball Float | 1993-09-01 |  | 1993-09-01 |  | Temporarily out of use | Gas (Historical Use) | 8000 | Galvanic (STIP-3) | 1993-09-02 | Fiberglass Reinforced Plastic
9060433 | 2 | Ball Float | 1993-09-01 | no | 1993-09-01 | no | Temporarily out of use | Gas (Historical Use) | 8000 | Galvanic (STIP-3) | 1993-09-02 | Fiberglass Reinforced Plastic
9060433 | 3 | Ball Float | 1993-09-01 |  | 1993-09-01 |  | Temporarily out of use | Gas (Historical Use) | 8000 | Galvanic (STIP-3) | 1993-09-02 | Fiberglass Reinforced Plastic
9060433 | 4 | Ball Float | 1993-09-01 |  | 1993-09-01 |  | Temporarily out of use | Diesel | 10000 | Galvanic (STIP-3) | 1993-09-02 | Fiberglass Reinforced Plastic
9060435 | 1 | [5 empty] | Removed from Ground | Gas (Historical Use) | 1 | Not Marked/Unknown | 1987-01-19 | Not Marked
9060436 | 1 | [5 empty] | Removed from Ground | Gas (Historical Use) | 6000 | Bare Steel | 1965-01-01 | Galvanized Steel | Pressurized
9060436 | 10 | Ball Float | 2010-08-19 | no | 2010-08-19 | no | Currently in Use | Diesel | 8000 | Fiberglass Double Walled | 2010-08-01 | Fiberglass Reinforced Plastic | Pressurized
9060436 | 2 | [5 empty] | Removed from Ground | Gas (Historical Use) | 6000 | Bare Steel | 1965-01-01 | Galvanized Steel | Pressurized
9060436 | 3 | [5 empty] | Removed from Ground | Kerosene | 4000 | Bare Steel | 1965-01-01 | Galvanized Steel | Pressurized
9060436 | 4 | [5 empty] | Removed from Ground | Gas (Historical Use) | 10000 | Bare Steel | 1980-01-01 | Galvanized Steel | Pressurized
9060436 | 5 | [5 empty] | Removed from Ground | Gas (Historical Use) | 10000 | Bare Steel | 1980-01-01 | Galvanized Steel | Pressurized
9060436 | 6 | [5 empty] | Removed from Ground | Gas (Historical Use) | 10000 | Bare Steel | 1980-01-01 | Galvanized Steel | Pressurized
9060436 | 7 | [5 empty] | Removed from Ground | Diesel | 10000 | Bare Steel | 1980-01-01 | Galvanized Steel | Pressurized
9060436 | 8 | Ball Float | 1997-12-01 |  | 1997-12-01 |  | Currently in Use | Gas (Historical Use) | 10000 | Fiberglass | 1997-12-01 | Double-Walled Fiberglass | Pressurized
9060436 | 9 | Ball Float | 1997-12-01 |  | 1997-12-01 |  | Currently in Use | Gas (Historical Use) | 10000 | Fiberglass | 1997-12-01 | Double-Walled Fiberglass | Pressurized
9060437 | 1 | [5 empty] | Removed from Ground | Diesel | 2000 | Bare Steel | 1994-03-09 | Copper | Suction (American)
9060438 | 1 | [5 empty] | Removed from Ground | Diesel | 1000 | Bare Steel | 1995-06-27 | Bare Steel | Suction (American)
9060438 | 2 | Ball Float | 1995-06-27 | no | 1995-06-27 | no | Currently in Use | Diesel | 1000 | Epoxy Double-Walled | 1995-06-27 | Double-Walled Fiberglass | Safe Suction (Euro)
9060438 | 3 | Flapper Valve | 2010-05-27 | no | 2010-05-27 | no | Currently in Use | Diesel | 1000 | Fiberglass Double Walled | 1989-01-01 | Fiberglass Reinforced Plastic | Suction (American)
9060439 | 1 |  |  | yes |  | yes | Removed from Ground | Used Oil | 550 | Not Marked/Unknown | 1995-07-18 | Unknown
9060441 | 1 |  |  | yes |  | yes | Removed from Ground | Used Oil | 125 | Marked Unknown | 1995-06-02 | Unknown
9060442 | 1 | [5 empty] | Currently in Use | Other | 3000 | Marked Unknown |  | Unknown
9060442 | 2 | [5 empty] | Currently in Use | Other | 3000 | Marked Unknown |  | Unknown
9060443 | 1 |  |  | yes |  | yes | Removed from Ground | Used Oil | 550 | Marked Unknown | 1995-07-17 | Unknown
9060444 | 1 | [5 empty] | Removed from Ground | Other | 300 | Marked Unknown | 1995-06-14 | Unknown
9060444 | 2 | [5 empty] | Removed from Ground | Other | 1200 | Marked Unknown | 1995-06-14 | Unknown
9060444 | 3 | [5 empty] | Removed from Ground | Other | 1200 | Marked Unknown | 1995-06-14 | Unknown
9060445 | 1 | [5 empty] | Removed from Ground | Diesel | 0 | Not Marked/Unknown | 1980-01-01 | Not Marked
9060446 | 1 | [5 empty] | Removed from Ground | Gas (Historical Use) | 575 | Marked Unknown |  | Unknown
9060447 | 1 | [5 empty] | Removed from Ground | Gas (Historical Use) | 3000 | Marked Unknown | 1995-06-09 | Unknown
9060447 | 2 | [5 empty] | Removed from Ground | Gas (Historical Use) | 3000 | Marked Unknown | 1995-06-09 | Unknown
9060448 | 1 | [5 empty] | Currently in Use | Gas (Historical Use) | 300 | Not Marked/Unknown |  | Not Marked
9060448 | 2 | [5 empty] | Currently in Use | Gas (Historical Use) | 1500 | Not Marked/Unknown |  | Not Marked
9060448 | 3 | [5 empty] | Currently in Use | Gas (Historical Use) | 1500 | Not Marked/Unknown |  | Not Marked
9060449 | 1 | [5 empty] | Currently in Use | Other | 1000 | Marked Unknown |  | Unknown
9060449 | 2 | [5 empty] | Currently in Use | Other | 500 | Marked Unknown |  | Unknown
9060449 | 3 | [5 empty] | Currently in Use | Other | 500 | Marked Unknown |  | Unknown
9060450 | 1 | [5 empty] | Removed from Ground | Gas (Historical Use) | 2000 | Not Marked/Unknown | 1984-01-01 | Not Marked
9060450 | 2 | [5 empty] | Removed from Ground | Gas (Historical Use) | 4000 | Not Marked/Unknown | 1984-01-01 | Not Marked
9060450 | 3 | [5 empty] | Removed from Ground | Gas (Historical Use) | 5000 | Not Marked/Unknown | 1984-01-01 | Not Marked
9060450 | 4 | [5 empty] | Removed from Ground | Gas (Historical Use) | 5000 | Not Marked/Unknown | 1984-01-01 | Not Marked
9060452 | 1 | Ball Float | 1995-12-04 | no | 1995-12-04 | no | Currently in Use | Premium | 12000 | Fiberglass | 1988-10-27 | Double Walled | Pressurized
9060452 | 2 | Ball Float | 1995-12-04 | no | 1995-12-04 | no | Currently in Use | Regular | 12000 | Fiberglass | 1988-10-27 | Double Walled | Pressurized
9060452 | 3 | Ball Float | 1995-12-04 | no | 1995-12-04 | no | Currently in Use | Regular | 12000 | Fiberglass | 1988-10-27 | Double Walled | Pressurized
9060453 | 157-01 | [5 empty] | Removed from Ground | Diesel | 15000 | Marked Unknown | 1995-08-01 | Unknown
9060453 | 157-02 | [5 empty] | Removed from Ground | Diesel | 15000 | Marked Unknown | 1995-08-01 | Unknown
9060453 | 157-03 | [5 empty] | Removed from Ground | Diesel | 10000 | Marked Unknown | 1995-08-01 | Unknown
9060453 | 157-04 | [5 empty] | Removed from Ground | Diesel | 10000 | Marked Unknown | 1995-08-01 | Unknown
9060453 | 157-05 | [5 empty] | Removed from Ground | Diesel | 10000 | Marked Unknown | 1995-08-01 | Unknown
9060453 | 157-6 |  | 1997-06-20 |  | 1997-06-20 |  | Currently in Use | Diesel | 15000 | Fiberglass | 1997-06-20 | Fiberglass Reinforced Plastic | Pressurized
9060453 | 157-7 |  | 1997-06-20 |  | 1997-06-20 |  | Currently in Use | Diesel | 15000 | Fiberglass | 1997-06-20 | Fiberglass Reinforced Plastic | Pressurized
9060455 | 1 | [5 empty] | Removed from Ground | Empty | 2000 | Bare Steel | 1970-04-26 | Unknown
9060456 | 1 | [5 empty] | Removed from Ground | Gas (Historical Use) | 1000 | Marked Unknown | 1995-06-27 | Unknown
9060458 | 1 | Flapper Valve | 1999-02-01 |  | 1999-01-01 |  | Currently in Use | Gas (Historical Use) | 10000 | Steel-Impressed Current | 1999-01-01 | Steel (Impressed Current) | Safe Suction (Euro)
9060458 | 1P | Flapper Valve | 1999-02-01 |  | 1999-01-01 |  | Currently in Use | Gas (Historical Use) | 6000 | Steel-Impressed Current | 1999-01-01 | Steel (Impressed Current) | Pressurized
9060458 | 2 | Flapper Valve | 1999-02-01 |  | 1999-01-01 |  | Permanently Out Of Use | Other | 1750 | Steel-Impressed Current | 1995-07-03 | Cathodically Protected
9060458 | 2UL | Flapper Valve | 1999-02-01 |  | 1999-01-01 |  | Currently in Use | Gas (Historical Use) | 6000 | Steel-Impressed Current | 1999-01-01 | Steel (Impressed Current) | Pressurized
9060458 | 3 | Flapper Valve | 1999-02-01 |  | 1999-01-01 |  | Temporarily out of use | Diesel | 550 | Steel-Impressed Current | 1999-01-01 | Cathodically Protected | Suction (American)
9060458 | 3X | Flapper Valve | 1999-02-01 |  | 1999-01-01 |  | Temporarily out of use | Gas (Historical Use) | 6000 | Steel-Impressed Current | 1999-01-01 | Cathodically Protected | Pressurized
9060459 | 1 | [5 empty] | Closed in Ground | Gas (Historical Use) | 0 | Not Marked/Unknown | 1995-05-18 | Not Marked
9060460 | 1U | Ball Float | 1992-12-01 | no | 1992-12-01 | no | Currently in Use | Regular | 12000 | Composite | 1992-12-01 | Double-Walled Flex | Pressurized
9060460 | 2P | Ball Float | 1992-12-01 | no | 1992-12-01 | no | Currently in Use | Plus | 6000 | Composite | 1992-12-01 | Double-Walled Flex | Pressurized
9060460 | 3S | Ball Float | 1992-12-01 | no | 1992-12-01 | no | Currently in Use | Premium | 6000 | Composite | 1992-12-01 | Double-Walled Flex | Pressurized
9060460 | 4D | Ball Float | 1992-12-01 | no | 1992-12-01 | no | Currently in Use | Diesel | 10000 | Composite | 1992-12-01 | Double-Walled Flex | Pressurized
9060460 | 5K | Flapper Valve | 1992-12-01 | no | 1992-12-01 | no | Currently in Use | Kerosene | 2000 | Composite | 1992-12-01 | Double-Walled Flex | Suction (American)
9060461 | 1 |  | 1996-05-01 |  | 1996-05-01 | yes | Currently in Use | Gas (Historical Use) | 10000 | Galvanic (STIP-3) | 1996-05-01 | Fiberglass Reinforced Plastic | Pressurized
9060461 | 2 |  | 1996-05-01 |  | 1996-05-01 | yes | Currently in Use | Gas (Historical Use) | 10000 | Galvanic (STIP-3) | 1996-05-01 | Fiberglass Reinforced Plastic | Pressurized
9060461 | 3 |  | 1996-05-01 |  | 1996-05-01 | yes | Currently in Use | Diesel | 8000 | Galvanic (STIP-3) | 1996-05-01 | Fiberglass Reinforced Plastic | Pressurized
9060462 | BR-1 | Ball Float | 1990-11-01 |  | 1990-11-01 |  | Temporarily out of use | Diesel | 10000 | Fiberglass Double Walled | 1990-11-01 | Fiberglass Reinforced Plastic | Pressurized
9060462 | BR-2 | Ball Float | 1990-11-01 |  | 1990-11-01 |  | Currently in Use | Diesel | 10000 | Fiberglass Double Walled | 1990-11-01 | Fiberglass Reinforced Plastic | Pressurized
9060463 | 1 |  | 1991-01-01 |  | 1991-01-01 |  | Currently in Use | Diesel | 8000 | Steel-Impressed Current | 1991-01-01 | Fiberglass Reinforced Plastic | Safe Suction (Euro)
9060464 | 1 | [5 empty] | Removed from Ground | Diesel | 10000 | Bare Steel | 1998-12-11 | Galvanized Steel | Suction (American)
9060465 | 1 | [5 empty] | Removed from Ground | Gas (Historical Use) | 3000 | Bare Steel | 1975-01-01 | Bare Steel | Safe Suction (Euro)
9060465 | 2 | [5 empty] | Removed from Ground | Gas (Historical Use) | 4000 | Bare Steel | 1975-01-01 | Unknown | Safe Suction (Euro)
9060465 | 3 | [5 empty] | Removed from Ground | Gas (Historical Use) | 5000 | Bare Steel | 1975-01-01 | Unknown | Safe Suction (Euro)
9060465 | 4 | Ball Float | 2006-06-01 | no | 2006-06-01 | no | Currently in Use | Gas (Historical Use) | 10000 | Fiberglass | 2006-06-01 | Fiberglass Reinforced Plastic | Pressurized
9060465 | 5 | Ball Float | 2006-06-01 | no | 2006-06-01 | no | Currently in Use | Gas (Historical Use) | 5000 | Fiberglass | 2006-06-01 | Fiberglass Reinforced Plastic | Pressurized
9060465 | 6 | Ball Float | 2006-06-01 | no | 2006-06-01 | no | Removed from Ground | Gas (Historical Use) | 8000 | Fiberglass | 1975-01-01 | Fiberglass Reinforced Plastic | Pressurized
9060466 | 1 |  |  | no |  | no | Removed from Ground | Diesel | 1 | Bare Steel |  | Bare Steel | Suction (American)
9060467 | 1 |  | 1998-11-01 |  | 1998-11-01 |  | Removed from Ground | Diesel | 1000 | Fiberglass | 1989-11-22 | Fiberglass Reinforced Plastic | Safe Suction (Euro)
9060467 | 2 |  | 1998-11-01 |  | 1998-11-01 |  | Removed from Ground | Gas (Historical Use) | 1000 | Fiberglass | 1992-07-01 | Fiberglass Reinforced Plastic | Safe Suction (Euro)
9060468 | 1 | [5 empty] | Removed from Ground | Diesel | 12000 | Bare Steel | 1999-07-19 | Galvanized Steel | Safe Suction (Euro)
9060469 | 1 |  | 1990-01-01 |  | 1990-01-01 |  | Removed from Ground | Gas (Historical Use) | 10000 | Fiberglass | 1990-01-01 | Fiberglass Reinforced Plastic | Pressurized
9060469 | 2 |  | 1990-01-01 |  | 1990-01-01 |  | Removed from Ground | Gas (Historical Use) | 8000 | Fiberglass | 1990-01-01 | Fiberglass Reinforced Plastic | Pressurized
9060469 | 3 |  | 1990-01-01 |  | 1990-01-01 |  | Removed from Ground | Gas (Historical Use) | 8000 | Fiberglass | 1990-01-01 | Fiberglass Reinforced Plastic | Pressurized
9060470 | 1 | [5 empty] | Removed from Ground | Gas (Historical Use) | 2000 | Bare Steel | 1985-02-28 | Galvanized Steel
9060470 | 2 | [5 empty] | Removed from Ground | Diesel | 1000 | Bare Steel | 1985-02-28 | Galvanized Steel
9060470 | 4 | [5 empty] | Removed from Ground | Diesel | 275 | Bare Steel | 1985-02-28 | Not Marked
9060471 | 1 |  | 1995-06-01 |  | 1995-06-01 |  | Currently in Use | Gas (Historical Use) | 8000 | Galvanic (STIP-3) | 1989-01-04 | Fiberglass Reinforced Plastic | Pressurized
9060471 | 2 |  | 1995-06-01 |  | 1995-06-01 |  | Currently in Use | Gas (Historical Use) | 8000 | Galvanic (STIP-3) | 1989-01-04 | Fiberglass Reinforced Plastic | Pressurized
9060471 | 3 |  | 1995-06-01 |  | 1995-06-01 |  | Currently in Use | Diesel | 8000 | Galvanic (STIP-3) | 1989-01-04 | Fiberglass Reinforced Plastic | Pressurized
9060472 | 1P | [5 empty] | Temporarily out of use | Gas (Historical Use) | 2000 | Bare Steel | 2010-10-04 | Bare Steel
9060472 | 2P | [5 empty] | Temporarily out of use | Gas (Historical Use) | 2000 | Bare Steel | 2010-10-04 | Bare Steel
9060472 | 3P | [5 empty] | Temporarily out of use | Gas (Historical Use) | 3000 | Bare Steel | 2010-10-04 | Bare Steel
9060472 | 4X | [5 empty] | Temporarily out of use | Gas (Historical Use) | 6000 | Bare Steel | 2010-10-04 | Bare Steel
9060472 | 5UL | [5 empty] | Temporarily out of use | Gas (Historical Use) | 2900 | Bare Steel | 2010-10-04 | Bare Steel
9060473 | 1 |  | 1990-01-01 |  | 1990-01-01 |  | Removed from Ground | Diesel | 12000 | Fiberglass | 1990-01-01 | Galvanized Steel | Pressurized
9060474 | 1 | [5 empty] | Removed from Ground | Diesel | 2500 | Bare Steel | 1998-10-01 | Galvanized Steel | Suction (American)
9060474 | 2 |  |  | yes |  | yes | Removed from Ground | Used Oil | 500 | Not Marked/Unknown | 1998-10-01 | Not Marked
9060474 | 3 | Ball Float | 1998-10-01 | no | 1998-10-01 | no | Currently in Use | Regular | 10000 | Epoxy | 1998-10-01 | Fiberglass Reinforced Plastic | Safe Suction (Euro)
9060474 | 4 | Ball Float | 1998-10-01 | no | 1998-10-01 | no | Currently in Use | Diesel | 6000 | Epoxy | 1998-10-01 | Fiberglass Reinforced Plastic | Safe Suction (Euro)
9060476 | 1 | Ball Float | 1988-06-01 |  | 1988-06-01 |  | Currently in Use | Gas (Historical Use) | 10000 | Galvanic (STIP-3) | 1988-06-01 | Fiberglass Reinforced Plastic | Pressurized
9060476 | 2 | Ball Float | 1988-06-01 |  | 1988-06-01 |  | Currently in Use | Gas (Historical Use) | 10000 | Galvanic (STIP-3) | 1988-06-01 | Fiberglass Reinforced Plastic | Pressurized
9060476 | 3 | Ball Float | 1988-06-01 |  | 1988-06-01 |  | Currently in Use | Diesel | 5000 | Galvanic (STIP-3) | 1988-06-01 | Fiberglass Reinforced Plastic | Pressurized
9060477 | 1 | Flapper Valve | 1990-05-31 |  | 1990-05-31 |  | Currently in Use | Gas (Historical Use) | 3000 | Composite | 1990-05-24 | Fiberglass Reinforced Plastic | Suction (American)
9060477 | 2 | Flapper Valve | 1990-05-31 |  | 1990-05-31 |  | Currently in Use | Diesel | 3000 | Composite | 1990-05-24 | Fiberglass Reinforced Plastic | Suction (American)
9060478 | 1 | Ball Float | 1992-06-01 |  | 1992-06-01 |  | Currently in Use | Gas (Historical Use) | 8000 | Steel-Impressed Current | 1998-08-20 | Fiberglass Reinforced Plastic | Pressurized
9060478 | 2 | Ball Float | 1998-08-20 |  | 1998-08-20 |  | Currently in Use | Gas (Historical Use) | 8000 | Steel-Impressed Current | 1998-08-20 | Fiberglass Reinforced Plastic | Pressurized
9060478 | 3 | Ball Float | 1998-08-20 |  | 1998-08-20 |  | Currently in Use | Gas (Historical Use) | 8000 | Steel-Impressed Current | 1998-08-20 | Fiberglass Reinforced Plastic | Pressurized
9060479 | 1 |  | 1987-01-01 |  | 1987-01-01 |  | Temporarily out of use | Gas (Historical Use) | 10000 | Fiberglass | 1987-01-01 | Fiberglass Reinforced Plastic | Pressurized
9060479 | 2 |  | 1987-01-01 |  | 1987-01-01 |  | Temporarily out of use | Diesel | 10000 | Fiberglass | 1987-01-01 | Fiberglass Reinforced Plastic | Pressurized
9060480 | 1 |  | 1999-02-10 |  | 1999-02-10 |  | Temporarily out of use | Gas (Historical Use) | 4000 | Steel-Impressed Current | 1981-01-01 | Cathodically Protected | Suction (American)
9060480 | 2 |  | 1999-02-10 |  | 1999-02-10 |  | Temporarily out of use | Gas (Historical Use) | 4000 | Steel-Impressed Current | 1981-01-01 | Cathodically Protected | Suction (American)
9060480 | 3 |  | 1999-02-10 |  | 1999-02-10 |  | Temporarily out of use | Gas (Historical Use) | 2000 | Steel-Impressed Current | 1981-01-01 | Cathodically Protected | Suction (American)
9060480 | 4 | [5 empty] | Removed from Ground | Empty | 280 | Not Marked/Unknown | 1999-02-15 | Not Marked
9060481 | 1+ | Ball Float | 1988-10-01 |  | 1988-10-01 |  | Currently in Use | Gas (Historical Use) | 8000 | Galvanic (STIP-3) | 1988-10-01 | Steel (Impressed Current) | Pressurized
9060481 | 2UL | Ball Float | 1988-10-01 |  | 1988-10-01 |  | Currently in Use | Gas (Historical Use) | 8000 | Galvanic (STIP-3) | 1988-10-01 | Steel (Impressed Current) | Pressurized
9060481 | 3PRM | Ball Float | 1988-10-01 |  | 1988-10-01 |  | Currently in Use | Gas (Historical Use) | 8000 | Galvanic (STIP-3) | 1988-10-01 | Steel (Impressed Current) | Pressurized
9060482 | 1 |  | 1995-10-01 |  | 1995-10-01 |  | Currently in Use | Gas (Historical Use) | 4000 | Steel-Impressed Current | 1972-01-01 | Double Walled | Suction (American)
9060482 | 2 |  | 1995-10-01 |  | 1995-10-01 |  | Currently in Use | Gas (Historical Use) | 4000 | Steel-Impressed Current | 1995-06-01 | Double Walled | Pressurized
9060482 | 3 |  | 1995-10-01 |  | 1995-10-01 |  | Currently in Use | Gas (Historical Use) | 4000 | Steel-Impressed Current | 1995-06-01 | Double Walled | Pressurized
9060482 | 4 |  | 1995-10-01 |  | 1995-10-01 |  | Currently in Use | Diesel | 8000 | Steel-Impressed Current | 1995-06-01 | Double Walled | Pressurized
9060482 | 5 |  | 1995-10-01 |  | 1995-10-01 |  | Currently in Use | Gas (Historical Use) | 10000 | Fiberglass | 1995-10-01 | Cathodically Protected | Pressurized
9060483 | 1 | [5 empty] | Removed from Ground | Gas (Historical Use) | 4000 | Bare Steel | 1998-04-09 | Galvanized Steel | Suction (American)
9060484 | 1 |  | 1994-01-01 |  | 1990-01-01 |  | Currently in Use | Gas (Historical Use) | 15000 | Fiberglass | 1990-01-01 | Fiberglass Reinforced Plastic | Pressurized
9060484 | 2 |  | 1994-01-01 |  | 1990-01-01 |  | Currently in Use | Gas (Historical Use) | 15000 | Fiberglass | 1990-01-01 | Fiberglass Reinforced Plastic | Pressurized
9060484 | 3 |  | 1991-01-01 |  | 1990-01-01 |  | Currently in Use | Diesel | 12000 | Fiberglass | 1990-01-01 | Fiberglass Reinforced Plastic
9060485 | 1 | [5 empty] | Closed in Ground | Gas (Historical Use) | 500 | Fiberglass | 1997-12-02 | Bare Steel | Safe Suction (Euro)
9060485 | 2 | [5 empty] | Closed in Ground | Diesel | 2000 | Bare Steel | 1997-12-02 | Bare Steel | Safe Suction (Euro)
9060485 | 3 | Flapper Valve | 1997-11-15 |  | 1997-11-15 |  | Currently in Use | Diesel | 3000 | Epoxy Double-Walled | 1997-11-15 | Double-Walled Fiberglass | Safe Suction (Euro)
9060485 | 4 | Flapper Valve | 1997-11-15 |  | 1997-11-15 |  | Currently in Use | Gas (Historical Use) | 6000 | Epoxy Double-Walled | 1997-11-15 | Double-Walled Fiberglass | Safe Suction (Euro)
9060486 | 1 | [5 empty] | Removed from Ground | Gas (Historical Use) | 0 | Marked Unknown |  | Unknown
9060487 | 1 |  | 1999-02-01 |  | 1999-02-01 |  | Removed from Ground | Gas (Historical Use) | 10000 | Steel-Impressed Current | 1999-02-01 | Fiberglass Reinforced Plastic | Safe Suction (Euro)
9060487 | 2 |  | 1999-02-01 |  | 1999-02-01 |  | Removed from Ground | Gas (Historical Use) | 10000 | Steel-Impressed Current | 1999-02-01 | Fiberglass Reinforced Plastic | Safe Suction (Euro)
9060487 | 3 |  | 1999-02-01 |  | 1999-02-01 |  | Removed from Ground | Gas (Historical Use) | 10000 | Steel-Impressed Current | 1999-02-01 | Fiberglass Reinforced Plastic | Safe Suction (Euro)
9060487 | 4 |  |  | no |  | no | Removed from Ground | Used Oil | 500 | Unknown | 2007-03-20
9060488 | 1 |  | 1994-07-01 |  | 1994-07-01 |  | Temporarily out of use | Diesel | 2000 | Fiberglass | 1994-07-01 | Fiberglass Reinforced Plastic | Safe Suction (Euro)
9060488 | 2 |  | 1994-07-01 |  | 1994-07-01 |  | Temporarily out of use | Gas (Historical Use) | 1000 | Fiberglass | 1994-07-01 | Fiberglass Reinforced Plastic | Safe Suction (Euro)
9060489 | 1 | Ball Float | 1994-07-01 | no | 1994-07-01 | no | Currently in Use | Diesel | 3000 | Fiberglass | 1994-07-01 | Fiberglass Reinforced Plastic | Safe Suction (Euro)
9060489 | 2 | Ball Float | 1994-07-01 | no | 1994-07-01 | no | Currently in Use | Gas (Historical Use) | 1000 | Fiberglass | 1994-07-01 | Fiberglass Reinforced Plastic | Safe Suction (Euro)
9060490 | 1 | [5 empty] | Currently in Use | Gas (Historical Use) | 6000 | Marked Unknown | 1995-05-02 | Unknown
9060490 | 2 | [5 empty] | Currently in Use | Gas (Historical Use) | 6000 | Marked Unknown | 1995-05-02 | Unknown
9060491 | 1 |  | 1993-11-22 |  | 1993-11-22 |  | Removed from Ground | Gas (Historical Use) | 10000 | Composite | 1993-11-11 | Fiberglass Reinforced Plastic | Pressurized
9060491 | 2 |  | 1993-11-22 |  | 1993-11-22 |  | Removed from Ground | Gas (Historical Use) | 10000 | Composite | 1993-11-11 | Fiberglass Reinforced Plastic | Pressurized
9060491 | 3 |  | 1993-11-22 |  | 1993-11-22 |  | Removed from Ground | Gas (Historical Use) | 10000 | Composite | 1993-11-11 | Fiberglass Reinforced Plastic | Pressurized
9060491 | 4 |  | 1993-11-22 |  | 1993-11-22 |  | Removed from Ground | Diesel | 20000 | Composite | 1993-11-11 | Fiberglass Reinforced Plastic | Pressurized
9060492 | 1 | [5 empty] | Removed from Ground | Gas (Historical Use) | 1000 | Not Marked/Unknown | 1965-01-01 | Galvanized Steel | Suction (American)
9060492 | 2 | [5 empty] | Removed from Ground | Gas (Historical Use) | 1000 | Not Marked/Unknown | 1965-01-01 | Galvanized Steel | Suction (American)
9060493 | 1 |  | 1990-01-01 |  | 1990-01-01 |  | Currently in Use | Gas (Historical Use) | 10000 | Fiberglass | 1990-01-01 | Fiberglass Reinforced Plastic | Pressurized
9060493 | 2 |  | 1990-01-01 |  | 1990-01-01 |  | Currently in Use | Diesel | 300 | Fiberglass | 1990-01-01 | Fiberglass Reinforced Plastic | Pressurized
9060494 | 1 | Flapper Valve | 1992-01-01 |  | 1992-01-01 |  | Currently in Use | Diesel | 2500 | Composite | 1992-01-01 | Fiberglass Reinforced Plastic | Safe Suction (Euro)
9060495 | 1 | Flapper Valve | 1995-01-01 | no | 1995-01-01 | no | Currently in Use | Diesel | 10000 | Fiberglass | 1987-01-01 | Fiberglass Reinforced Plastic | Pressurized
9060495 | 2 | Ball Float | 1995-01-01 | no | 1995-01-01 | no | Currently in Use | Regular | 10000 | Fiberglass | 1987-01-01 | Fiberglass Reinforced Plastic | Pressurized
9060495 | 3 | Flapper Valve | 1995-01-01 | no | 1995-01-01 | no | Currently in Use | Diesel | 10000 | Fiberglass | 1987-01-01 | Fiberglass Reinforced Plastic | Pressurized
9060496 | 1 | [5 empty] | Temporarily out of use | Empty | 12000 | Fiberglass | 1991-01-01 | Unknown | Pressurized
9060497 | NORTHTANK | Flapper Valve | 1998-07-09 |  | 1998-07-09 |  | Closed in Ground | Diesel | 12000 | Steel-Impressed Current | 1975-01-01 | Steel (Impressed Current) | Suction (American)
9060497 | SOUTHTANK | Flapper Valve | 1998-07-09 |  | 1998-07-09 |  | Closed in Ground | Diesel | 12000 | Steel-Impressed Current | 1975-01-01 | Steel (Impressed Current) | Suction (American)
9060498 | 4 |  | 2008-12-01 | no | 2008-12-01 | no | Currently in Use | Gas (Historical Use) | 10000 | Composite Double Walled | 2008-12-01 | Double-Walled Flex | Pressurized
9060498 | 5A |  | 2008-12-01 | no | 2008-12-01 | no | Currently in Use | Gas (Historical Use) | 10000 | Composite Double Walled | 2008-12-01 | Double-Walled Flex | Pressurized
9060498 | 5B |  | 2008-12-01 | no | 2008-12-01 | no | Currently in Use | Gas (Historical Use) | 10000 | Composite Double Walled | 2008-12-01 | Double-Walled Flex | Pressurized
9060498 | PLUSUN |  | 1997-11-01 |  | 1997-11-01 |  | Removed from Ground | Gas (Historical Use) | 8000 | Steel-Impressed Current | 1985-01-01 | Cathodically Protected | Pressurized
9060498 | PREMUN |  | 1997-11-01 |  | 1997-11-01 |  | Removed from Ground | Gas (Historical Use) | 8000 | Steel-Impressed Current | 1997-11-01 | Cathodically Protected | Pressurized
9060498 | UNLEADED |  | 1997-11-01 |  | 1997-11-01 |  | Removed from Ground | Gas (Historical Use) | 10000 | Steel-Impressed Current | 1985-01-01 | Cathodically Protected | Pressurized
9060499 | 1 |  | 1994-08-01 |  | 1994-08-01 |  | Removed from Ground | Diesel | 4000 | Fiberglass | 1994-08-01 | Galvanized Steel | Suction (American)
9060500 | 1 | [5 empty] | Removed from Ground | Gas (Historical Use) | 4000 | Not Marked/Unknown | 1957-01-01 | Not Marked | Pressurized
9060500 | 2 | [5 empty] | Removed from Ground | Gas (Historical Use) | 4000 | Bare Steel | 1957-01-01 | Fiberglass Reinforced Plastic | Pressurized
9060500 | 3 | [5 empty] | Removed from Ground | Gas (Historical Use) | 4000 | Bare Steel | 1957-01-01 | Galvanized Steel | Pressurized
9060500 | 4 | [5 empty] | Removed from Ground | Gas (Historical Use) | 4000 | Bare Steel | 1957-01-01 | Galvanized Steel | Pressurized
9060500 | 5 | [5 empty] | Removed from Ground | Gas (Historical Use) | 4000 | Bare Steel | 1957-01-01 | Galvanized Steel | Pressurized
9060500 | 6 | [5 empty] | Removed from Ground | Kerosene | 500 | Not Marked/Unknown | 1957-01-01 | Not Marked
9060502 | 1 | [5 empty] | Removed from Ground | Gas (Historical Use) | 1000 | Bare Steel | 1997-01-30 | Bare Steel | Pressurized
9060502 | 2 | [5 empty] | Removed from Ground | Diesel | 10000 | Bare Steel | 1997-01-30 | Bare Steel | Pressurized
9060502 | 3 |  |  | no |  | no | Removed from Ground | Used Oil | 0 | Unknown | 2009-09-28 | Unknown | Gravity Fed
9060504 | 1 |  | 1995-03-01 |  | 1995-03-01 |  | Currently in Use | Gas (Historical Use) | 10000 | Fiberglass | 1986-10-01 | Fiberglass Reinforced Plastic | Pressurized
9060504 | 2 |  | 1995-03-01 |  | 1995-03-01 |  | Currently in Use | Gas (Historical Use) | 10000 | Fiberglass | 1986-10-01 | Fiberglass Reinforced Plastic | Pressurized
9060504 | 3 |  | 1995-03-01 |  | 1995-03-01 |  | Currently in Use | Diesel | 10000 | Fiberglass | 1986-10-01 | Fiberglass Reinforced Plastic | Pressurized
9060507 | 1 | [5 empty] | Removed from Ground | E-10 | 1000 | Bare Steel | 1974-01-01 | Galvanized Steel | Suction (American)
9060507 | 2 | [5 empty] | Removed from Ground | Gas (Historical Use) | 1000 | Bare Steel | 1974-01-01 | Galvanized Steel | Suction (American)
9060508 | 1UL |  | 1999-02-01 |  | 1999-01-01 |  | Currently in Use | Gas (Historical Use) | 10000 | Steel-Impressed Current | 1979-06-01 | Steel (Impressed Current) | Pressurized
9060508 | 2UL |  | 1999-02-01 |  | 1999-01-01 |  | Currently in Use | Gas (Historical Use) | 6000 | Steel-Impressed Current | 1979-06-01 | Steel (Impressed Current) | Pressurized
9060508 | 3X |  | 1999-02-01 |  | 1999-01-01 |  | Currently in Use | Gas (Historical Use) | 6000 | Steel-Impressed Current | 1979-06-01 | Steel (Impressed Current) | Pressurized
9060508 | 4 |  |  | yes |  | yes | Removed from Ground | Used Oil | 550 | Marked Unknown | 1999-08-03 | Unknown
9060508 | 4X |  | 1999-02-01 |  | 1999-01-01 |  | Currently in Use | Diesel | 6000 | Steel-Impressed Current | 1979-06-01 | Steel (Impressed Current) | Pressurized
9060508 | 5 |  |  | yes |  | yes | Removed from Ground | Used Oil | 550 | Marked Unknown | 1999-08-03 | Unknown
9060509 | 154096 |  | 1989-07-11 |  | 1989-07-11 |  | Removed from Ground | Gas (Historical Use) | 6000 | Cathodically Protected Steel | 2000-03-12 | Fiberglass Reinforced Plastic | Pressurized
9060509 | 154097 |  | 1989-07-11 |  | 1989-07-11 |  | Removed from Ground | Gas (Historical Use) | 6000 | Cathodically Protected Steel | 2000-03-12 | Fiberglass Reinforced Plastic | Pressurized
9060509 | 154099 |  | 1989-07-11 |  | 1989-07-11 |  | Removed from Ground | Gas (Historical Use) | 6000 | Cathodically Protected Steel | 2000-03-12 | Fiberglass Reinforced Plastic | Pressurized
9060510 | 1 |  | 1989-01-01 |  | 1989-01-01 |  | Currently in Use | Diesel | 10000 | Double Walled | 1989-01-01 | Fiberglass Reinforced Plastic | Pressurized
9060510 | 2 |  | 1989-01-01 | no | 1989-01-01 | no | Currently in Use | Diesel | 10000 |  | 1989-01-01 | Fiberglass Reinforced Plastic | Pressurized
9060510 | 3 |  |  | yes |  | yes | Removed from Ground | Used Oil | 2500 | Double Walled | 1989-01-01 | Fiberglass Reinforced Plastic | Pressurized
9060511 | 1 | Ball Float | 1998-12-01 | no | 1998-12-01 | no | Currently in Use | Regular | 8000 | Steel-Impressed Current | 1980-01-01 | Fiberglass Reinforced Plastic | Pressurized
9060511 | 2 | Ball Float | 1998-12-01 | no | 1998-12-01 | no | Currently in Use | Premium | 8000 | Steel-Impressed Current | 1980-01-01 | Fiberglass Reinforced Plastic | Pressurized
9060511 | 3 | Ball Float | 2008-08-01 | no | 2008-08-01 | no | Currently in Use | Diesel | 6000 | Tank Jacket | 2008-08-01 | Double-Walled Fiberglass | Pressurized
9060512 | 1PLUS |  | 1998-01-01 |  | 1998-01-01 |  | Currently in Use | Gas (Historical Use) | 8000 | Steel-Impressed Current | 1986-03-14 | Fiberglass Reinforced Plastic | Pressurized
9060512 | 2UL |  | 1998-01-01 |  | 1998-01-01 |  | Currently in Use | Gas (Historical Use) | 8000 | Steel-Impressed Current | 1986-03-14 | Fiberglass Reinforced Plastic | Pressurized
9060512 | 3P |  | 1998-01-01 |  | 1998-01-01 |  | Currently in Use | Gas (Historical Use) | 8000 | Steel-Impressed Current | 1986-03-14 | Fiberglass Reinforced Plastic | Pressurized
9060514 | 1 | Ball Float | 1996-03-01 | no | 1988-03-01 | no | Currently in Use | Regular | 10000 | Fiberglass | 1974-01-01 | Fiberglass Reinforced Plastic | Pressurized
9060514 | 2 | Ball Float | 1996-03-01 | no | 1988-03-01 | no | Currently in Use | Regular | 10000 | Fiberglass | 1974-01-01 | Fiberglass Reinforced Plastic | Pressurized
9060514 | 3 | Ball Float | 1996-03-01 | no | 1988-03-01 | no | Currently in Use | Premium | 10000 | Fiberglass | 1974-01-01 | Fiberglass Reinforced Plastic | Pressurized
9060514 | 4 | Ball Float | 2006-12-20 | no | 2006-12-20 | no | Currently in Use | Diesel | 6000 | Composite | 2006-12-20 | Fiberglass Reinforced Plastic | Pressurized
9060515 | 1 | Flapper Valve | 1998-05-01 |  | 1998-05-01 |  | Currently in Use | Gas (Historical Use) | 8000 | Galvanic (STIP-3) | 1991-01-01 | Galvanized Steel | Safe Suction (Euro)
9060516 | 1 |  | 1990-02-01 |  | 1990-02-01 |  | Currently in Use | Gas (Historical Use) | 4000 | Fiberglass | 1990-02-01 | Fiberglass Reinforced Plastic | Pressurized
9060516 | 2 |  | 1990-02-01 |  | 1990-02-01 |  | Currently in Use | Diesel | 4000 | Fiberglass | 1990-02-01 | Fiberglass Reinforced Plastic | Pressurized
9060516 | 3 |  | 1990-02-15 | yes | 1990-02-01 | yes | Currently in Use | Used Oil | 550 | Fiberglass | 1990-02-01 | Fiberglass Reinforced Plastic | Gravity Fed
9060519 | DIS |  | 1993-04-25 |  | 1993-04-25 |  | Currently in Use | Diesel | 6000 | Fiberglass | 1993-04-25 | Fiberglass Reinforced Plastic | Pressurized
9060519 | PU | Ball Float | 1993-04-25 | no | 1993-04-25 | no | Currently in Use | Premium | 10000 | Fiberglass | 1993-04-25 | Fiberglass Reinforced Plastic | Pressurized
9060519 | RU | Ball Float | 1993-04-25 | no | 1993-04-25 | no | Currently in Use | Regular | 12000 | Fiberglass | 1993-04-25 | Fiberglass Reinforced Plastic | Pressurized
9060522 | 1 | [5 empty] | Removed from Ground | Diesel | 1000 | Marked Unknown | 1995-09-19 | Unknown
9060523 | 1 | [5 empty] | Removed from Ground | Other | 1000 | Marked Unknown | 1992-07-01 | Unknown
9060524 | 1 | [5 empty] | Removed from Ground | Other | 1500 | Bare Steel | 1970-01-01 | Bare Steel | Suction (American)
9060525 | 1 | Ball Float | 1988-07-01 | no | 1988-07-01 | no | Currently in Use | Gas (Historical Use) | 15000 | Fiberglass | 1988-07-01 | Fiberglass Reinforced Plastic | Pressurized
9060525 | 2 | Ball Float | 1988-07-01 | no | 1988-07-01 | no | Currently in Use | Diesel | 4000 | Fiberglass | 1988-07-01 | Fiberglass Reinforced Plastic | Pressurized
9060526 | 1 | [5 empty] | Closed in Ground | Gas (Historical Use) | 2000 | Marked Unknown | 1985-01-01 | Copper | Suction (American)
9060526 | 2 | [5 empty] | Closed in Ground | Gas (Historical Use) | 2000 | Marked Unknown | 1985-01-01 | Copper | Suction (American)
9060526 | 3 | [5 empty] | Closed in Ground | Gas (Historical Use) | 2000 | Marked Unknown | 1985-01-01 | Copper | Suction (American)
9060526 | 4 | [5 empty] | Closed in Ground | Gas (Historical Use) | 4000 | Marked Unknown | 1985-01-01 | Copper | Suction (American)
9060527 | 1 |  | 1998-04-01 |  | 1998-04-01 |  | Removed from Ground | Diesel | 8000 | Cathodically Protected Steel | 1998-04-01 | Fiberglass Reinforced Plastic | Suction (American)
9060527 | 2 |  | 1998-04-01 |  | 1998-04-01 |  | Removed from Ground | Gas (Historical Use) | 8000 | Cathodically Protected Steel | 1998-04-01 | Fiberglass Reinforced Plastic | Suction (American)
9060527 | 3 |  | 1998-04-01 |  | 1998-04-01 |  | Removed from Ground | Gas (Historical Use) | 5000 | Marked Unknown | 1998-04-01 | Fiberglass Reinforced Plastic | Suction (American)
9060527 | 4 | [5 empty] | Removed from Ground | Diesel | 8000 | Bare Steel | 1998-12-01 | Bare Steel | Suction (American)
9060527 | 5 | [5 empty] | Removed from Ground | Gas (Historical Use) | 8000 | Bare Steel | 1998-12-01 | Bare Steel | Suction (American)
9060527 | 6 | [5 empty] | Removed from Ground | Gas (Historical Use) | 1000 | Bare Steel | 1998-12-01 | Bare Steel | Suction (American)
9060527 | 7 | [5 empty] | Removed from Ground | Diesel | 1000 | Bare Steel | 1998-12-01 | Bare Steel | Suction (American)
9060528 | 1G | Flapper Valve | 1989-02-11 | no | 1989-02-11 | no | Currently in Use | Regular | 1000 | Steel-Impressed Current | 1989-02-11 | Steel (Impressed Current) | Suction (American)
9060528 | 2D |  | 1989-02-11 |  | 1989-02-11 |  | Currently in Use | Diesel | 1000 | Steel-Impressed Current | 1989-02-11 | Steel (Impressed Current) | Suction (American)
9060529 | DF-73 | [5 empty] | Removed from Ground | Diesel | 3000 | Bare Steel | 1998-11-17 | Galvanized Steel | Suction (American)
9060530 | DF-63 |  | 1998-11-18 |  | 1998-11-18 |  | Removed from Ground | Diesel | 8000 | Steel-Impressed Current | 1998-12-21 | Cathodically Protected | Suction (American)
9060531 | DF-61 |  | 1999-01-20 |  | 1999-01-20 |  | Removed from Ground | Diesel | 10000 | Steel-Impressed Current | 1965-07-01 | Cathodically Protected | Safe Suction (Euro)
9060532 | 1 |  | 1998-12-15 |  | 1998-12-15 |  | Removed from Ground | Gas (Historical Use) | 5000 | Steel-Impressed Current | 1998-12-01 | Cathodically Protected | Pressurized
9060532 | 2 |  | 1998-12-15 |  | 1998-12-15 |  | Removed from Ground | Gas (Historical Use) | 5000 | Steel-Impressed Current | 1998-12-01 | Cathodically Protected | Suction (American)
9060532 | 3 |  | 1998-12-15 |  | 1998-12-15 |  | Removed from Ground | Gas (Historical Use) | 5000 | Steel-Impressed Current | 1998-12-01 | Cathodically Protected | Pressurized
9060532 | 4 |  | 1998-12-15 |  | 1998-12-15 |  | Removed from Ground | Gas (Historical Use) | 5000 | Steel-Impressed Current | 1998-12-01 | Cathodically Protected | Pressurized
9060532 | 5 |  | 1998-12-15 |  | 1998-12-15 |  | Removed from Ground | Gas (Historical Use) | 5000 | Steel-Impressed Current | 1998-12-01 | Cathodically Protected | Suction (American)
9060532 | 6 | [5 empty] | Removed from Ground | Kerosene | 1000 | Marked Unknown | 1998-11-01 | Unknown
9060532 | 7 | [5 empty] | Removed from Ground | Gas (Historical Use) | 5000 | Marked Unknown | 1998-11-01 | Unknown
9060532 | 8 |  |  | yes |  | yes | Removed from Ground | Used Oil | 1000 | Marked Unknown | 1998-11-01 | Unknown
9060532 | 9 |  |  | yes |  | yes | Removed from Ground | Used Oil | 1000 | Marked Unknown | 1998-11-01 | Unknown
9060533 | 1 |  | 2006-11-16 |  | 2006-11-16 |  | Currently in Use | Gas (Historical Use) | 8000 | Cathodically Protected Steel | 1986-07-01 | Bare Steel | Pressurized
9060533 | 2 |  | 2006-11-16 |  | 2006-11-16 |  | Currently in Use | Gas (Historical Use) | 8000 | Cathodically Protected Steel | 1986-07-01 | Bare Steel | Pressurized
9060533 | 3 |  | 2006-11-16 |  | 2006-11-16 |  | Currently in Use | Diesel | 8000 | Cathodically Protected Steel | 1986-07-01 | Bare Steel | Pressurized
9060534 | 1 | Ball Float | 1999-01-27 | no | 1999-01-27 | no | Currently in Use | Regular | 10000 | Composite | 1989-07-01 | Fiberglass Reinforced Plastic | Pressurized
9060534 | 2 | Ball Float | 1999-01-27 | no | 1999-01-27 | no | Currently in Use | Regular | 10000 | Composite | 1989-07-01 | Fiberglass Reinforced Plastic | Pressurized
9060534 | 3 | Ball Float | 1999-01-27 | no | 1999-01-27 | no | Currently in Use | Premium | 10000 | Composite | 1989-07-01 | Fiberglass Reinforced Plastic | Pressurized
9060535 | 1 | Flapper Valve | 1995-08-04 |  | 1995-08-04 |  | Removed from Ground | Diesel | 10000 | Cathodically Protected Steel | 1974-01-01 | Double Walled | Suction (American)
9060535 | 2 | [5 empty] | Removed from Ground | Gas (Historical Use) | 4000 | Marked Unknown | 2008-05-12 | Unknown
9060535 | 3 | [5 empty] | Removed from Ground | Gas (Historical Use) | 2000 | Marked Unknown | 1998-11-20 | Unknown
9060535 | 4 | [5 empty] | Removed from Ground | Kerosene | 1000 | Marked Unknown | 1998-11-20 | Unknown
9060536 | 1 | [5 empty] | Removed from Ground | Gas (Historical Use) | 900 | Marked Unknown | 1999-07-30 | Unknown | Suction (American)
9060537 | 140217 | Ball Float | 1989-07-25 |  | 1989-07-25 |  | Currently in Use | Kerosene | 1000 | Galvanic (STIP-3) | 1989-07-25 | Fiberglass Reinforced Plastic | Safe Suction (Euro)
9060537 | 143228 | Ball Float | 1989-07-25 |  | 1989-07-25 |  | Currently in Use | Gas (Historical Use) | 8000 | Galvanic (STIP-3) | 1989-07-25 | Fiberglass Reinforced Plastic | Pressurized
9060537 | 143229 | Ball Float | 1989-07-25 |  | 1989-07-25 |  | Currently in Use | Gas (Historical Use) | 8000 | Galvanic (STIP-3) | 1989-07-25 | Fiberglass Reinforced Plastic | Pressurized
9060537 | 143231 | Ball Float | 1989-07-25 |  | 1989-07-25 |  | Currently in Use | Diesel | 6000 | Galvanic (STIP-3) | 1989-07-25 | Fiberglass Reinforced Plastic | Pressurized
9060537 | 143234 | Ball Float | 1989-07-25 |  | 1989-07-25 |  | Currently in Use | Gas (Historical Use) | 6000 | Galvanic (STIP-3) | 1989-07-25 | Fiberglass Reinforced Plastic | Pressurized
9060538 | 1 |  | 1998-11-01 |  | 1998-11-01 |  | Currently in Use | Gas (Historical Use) | 10000 | Steel-Impressed Current | 1979-11-01 | Steel (Impressed Current) | Pressurized
9060539 | 1 | Flapper Valve | 1998-10-15 |  | 1998-10-15 |  | Currently in Use | Diesel | 10000 | Galvanic (STIP-3) | 1985-01-01 | Fiberglass Reinforced Plastic | Pressurized
9060540 | 1 |  | 1998-05-01 |  | 1998-05-01 |  | Removed from Ground | Diesel | 1000 | Fiberglass | 1985-01-01 | Fiberglass Reinforced Plastic | Suction (American)
9060541 | FP |  | 1998-05-01 |  | 1998-05-01 |  | Removed from Ground | Diesel | 560 | Steel-Impressed Current | 1978-01-01 | Cathodically Protected | Suction (American)
9060541 | MT |  | 1998-05-01 |  | 1998-05-01 |  | Removed from Ground | Diesel | 12000 | Galvanic (STIP-3) | 1978-01-01 | Cathodically Protected | Suction (American)
9060543 | 1 | [5 empty] | Removed from Ground | Diesel | 550 | Not Marked/Unknown | 1987-01-01 | Not Marked
9060543 | 2 | [5 empty] | Removed from Ground | Gas (Historical Use) | 550 | Not Marked/Unknown | 1987-01-01 | Not Marked
9060544 | 1 | Ball Float | 1990-01-01 | no | 1990-01-01 | no | Currently in Use | Regular | 550 | Fiberglass | 1990-01-01 | Flex | Pressurized
9060544 | 2 | Ball Float | 1990-01-01 | no | 1990-01-01 | no | Currently in Use | Diesel | 550 | Fiberglass | 1990-01-01 | Flex | Pressurized
9060545 | 1 | [5 empty] | Removed from Ground | Gas (Historical Use) | 550 | Not Marked/Unknown | 1989-01-01 | Not Marked
9060545 | 2 | [5 empty] | Removed from Ground | Diesel | 550 | Not Marked/Unknown | 1989-01-01 | Not Marked
9060546 | 1 | [5 empty] | Removed from Ground | Gas (Historical Use) | 550 | Not Marked/Unknown | 1986-01-01 | Not Marked
9060546 | 2 | [5 empty] | Removed from Ground | Diesel | 550 | Not Marked/Unknown | 1986-01-01 | Not Marked
9060547 | 1AST | [5 empty] | Currently in Use | Gas (Historical Use) | 550 | Not Marked/Unknown | 1993-01-01 | Not Marked
9060551 | 1 | [5 empty] | Removed from Ground | Empty | 500 | Not Marked/Unknown | 1998-10-01 | Not Marked
9060553 | 1 |  | 1996-09-05 |  | 1996-09-05 |  | Removed from Ground | Diesel | 7000 | Cathodically Protected Steel | 1958-01-01 | Cathodically Protected | Suction (American)
9060553 | 2 |  | 1996-09-05 |  | 1996-09-05 |  | Removed from Ground | Diesel | 3000 | Cathodically Protected Steel | 1958-01-01 | Cathodically Protected | Suction (American)
9060553 | 3 |  | 1995-09-05 |  | 1995-09-05 |  | Removed from Ground | Gas (Historical Use) | 2500 | Bare Steel | 1958-01-01 | Bare Steel | Safe Suction (Euro)
9060554 | 1 |  | 1998-12-19 |  | 1998-12-19 |  | Temporarily out of use | Diesel | 2000 | Steel-Impressed Current | 1988-02-01 | Fiberglass Reinforced Plastic | Suction (American)
9060554 | 2 |  | 1998-12-19 |  | 1998-12-19 |  | Currently in Use | Diesel | 4000 | Steel-Impressed Current | 1988-02-01 | Fiberglass Reinforced Plastic | Safe Suction (Euro)
9060554 | 3 |  | 1998-12-19 |  | 1998-12-19 |  | Currently in Use | Gas (Historical Use) | 8000 | Steel-Impressed Current | 1988-02-01 | Fiberglass Reinforced Plastic | Pressurized
9060554 | 4 |  | 1998-12-19 |  | 1998-12-19 |  | Currently in Use | Gas (Historical Use) | 8000 | Steel-Impressed Current | 1988-02-01 | Fiberglass Reinforced Plastic | Pressurized
9060554 | 5 |  | 1998-12-19 |  | 1998-12-19 |  | Temporarily out of use | Gas (Historical Use) | 2000 | Steel-Impressed Current | 1988-02-01 | Fiberglass Reinforced Plastic | Pressurized
9060554 | 6 |  | 1998-12-16 |  | 1998-12-16 |  | Currently in Use | Gas (Historical Use) | 4000 | Steel-Impressed Current | 1988-02-01 | Fiberglass Reinforced Plastic | Pressurized
9060555 | 1WEST | [5 empty] | Removed from Ground | Diesel | 1000 | Bare Steel | 1972-05-14 | Bare Steel | Safe Suction (Euro)
9060555 | 2EAST | [5 empty] | Removed from Ground | Gas (Historical Use) | 1000 | Bare Steel | 1972-05-14 | Bare Steel | Safe Suction (Euro)
9060556 | 1 | [5 empty] | Removed from Ground | Gas (Historical Use) | 2000 | Bare Steel | 1976-01-01 | Galvanized Steel | Suction (American)
9060556 | 2 | [5 empty] | Removed from Ground | Diesel | 4000 | Bare Steel | 1979-01-01 | Galvanized Steel | Suction (American)
9060556 | 3 | [5 empty] | Removed from Ground | Gas (Historical Use) | 1000 | Not Marked/Unknown | 1998-07-01 | Not Marked
9060557 | 1 |  | 1996-05-20 |  | 1996-05-20 |  | Temporarily out of use | Diesel | 12000 | Galvanic (STIP-3) | 1988-07-01 | Fiberglass Reinforced Plastic | Pressurized
9060557 | 2 |  | 1996-05-20 |  | 1996-05-20 |  | Temporarily out of use | Gas (Historical Use) | 3003 | Galvanic (STIP-3) | 1988-07-01 | Fiberglass Reinforced Plastic | Pressurized
9060558 | 1 | [5 empty] | Removed from Ground | Diesel | 0 | Not Marked/Unknown | 1976-01-01 | Not Marked
9060560 | DIESEL | [5 empty] | Removed from Ground | Diesel | 10000 | Bare Steel | 1998-10-01 | Galvanized Steel | Suction (American)
9060560 | GAS | [5 empty] | Removed from Ground | Gas (Historical Use) | 2500 | Not Marked/Unknown | 1998-10-01 | Not Marked
9060561 | 1 | [5 empty] | Removed from Ground | Empty | 5000 | Not Marked/Unknown | 1985-01-01 | Not Marked
9060561 | 2 | [5 empty] | Removed from Ground | Diesel | 5000 | Not Marked/Unknown | 1985-01-01 | Not Marked
9060561 | 3 | [5 empty] | Removed from Ground | Other | 550 | Not Marked/Unknown | 1985-01-01 | Not Marked
9060561 | 4 | [5 empty] | Removed from Ground | Other | 500 | Not Marked/Unknown | 1985-01-01 | Not Marked
9060563 | DIESEL |  | 1998-07-01 |  | 1998-07-01 |  | Removed from Ground | Diesel | 4000 | Cathodically Protected Steel | 1980-01-01 | Cathodically Protected | Suction (American)
9060563 | PREM |  | 1998-07-01 |  | 1998-07-01 |  | Removed from Ground | Gas (Historical Use) | 8000 | Cathodically Protected Steel | 1980-01-01 | Cathodically Protected | Suction (American)
9060563 | UNLEAD |  | 1998-07-01 |  | 1998-07-01 |  | Removed from Ground | Gas (Historical Use) | 8000 | Cathodically Protected Steel | 1980-01-01 | Cathodically Protected | Suction (American)
9060564 | 1 | [5 empty] | Removed from Ground | Gas (Historical Use) | 10000 | Not Marked/Unknown | 2000-07-22 | Not Marked
9060564 | 2 | [5 empty] | Removed from Ground | Gas (Historical Use) | 8000 | Not Marked/Unknown | 2000-07-22 | Not Marked
9060564 | 3 | [5 empty] | Removed from Ground | Gas (Historical Use) | 8000 | Not Marked/Unknown | 2000-07-22 | Not Marked
9060564 | 4 | [5 empty] | Removed from Ground | Gas (Historical Use) | 2000 | Bare Steel | 2000-07-22 | Bare Steel | Suction (American)
9060564 | 5 | [5 empty] | Removed from Ground | Gas (Historical Use) | 2000 | Bare Steel | 2000-07-22 | Bare Steel | Suction (American)
9060564 | 6 | [5 empty] | Removed from Ground | Gas (Historical Use) | 2000 | Bare Steel | 2000-07-22 | Bare Steel | Suction (American)
9060564 | 7 | [5 empty] | Removed from Ground | Gas (Historical Use) | 2000 | Bare Steel | 2000-07-22 | Bare Steel | Suction (American)
9060565 | 1 |  | 1995-08-10 | no | 1995-08-10 | no | Removed from Ground | Gas (Historical Use) | 0 | Composite | 1995-08-10 |  | Pressurized
9060565 | 2 |  | 1995-08-10 | no | 1995-08-10 | no | Removed from Ground | Gas (Historical Use) | 0 | Composite | 1995-08-10 |  | Pressurized
9060565 | 3 |  | 1995-08-10 | no | 1995-08-10 | no | Removed from Ground | Diesel | 0 | Composite | 1995-08-10 |  | Pressurized
9060566 | 1 | Flapper Valve | 1994-02-22 |  | 1994-02-22 |  | Closed in Ground | Diesel | 2000 | Epoxy | 1986-01-01 | Galvanized Steel | Suction (American)
9060568 | 1 |  | 1996-11-01 | yes | 1996-11-01 | yes | Removed from Ground | Gas (Historical Use) | 1000 | Steel-Impressed Current | 1996-11-01 | Steel (Impressed Current) | Suction (American)
9060568 | 2 |  | 1996-11-01 | yes | 1996-11-01 | yes | Removed from Ground | Gas (Historical Use) | 1000 | Steel-Impressed Current | 1996-11-01 | Cathodically Protected | Safe Suction (Euro)
9060568 | 3 |  | 1996-11-01 | yes | 1996-11-01 | yes | Removed from Ground | Diesel | 500 | Steel-Impressed Current | 1996-11-01 | Steel (Impressed Current) | Suction (American)
9060568 | 4 |  | 2009-06-03 | yes | 2000-01-01 | yes | Removed from Ground | Used Oil | 500 | Steel-Impressed Current | 2001-01-25 | Steel (Impressed Current) | Gravity Fed
9060569 | 1 |  | 1989-03-01 |  | 1989-03-01 |  | Currently in Use | Gas (Historical Use) | 15000 | Galvanic (STIP-3) | 1989-03-01 | Fiberglass Reinforced Plastic | Pressurized
9060569 | 2 |  | 1989-03-01 |  | 1989-03-01 |  | Currently in Use | Diesel | 12000 | Galvanic (STIP-3) | 1989-03-01 | Fiberglass Reinforced Plastic | Pressurized
9060570 | 1 | [5 empty] | Removed from Ground | Gas (Historical Use) | 2000 | Bare Steel | 2000-07-17 | Galvanized Steel | Suction (American)
9060570 | 2 | [5 empty] | Removed from Ground | Diesel | 2000 | Bare Steel | 2000-07-17 | Galvanized Steel | Suction (American)
9060571 | 1 | [5 empty] | Removed from Ground | Diesel | 0 | Not Marked/Unknown |  | Not Marked
9060573 | 1 |  |  | no |  | no | Closed in Ground | Diesel | 500 |  | 1981-01-01 | Galvanized Steel | Suction (American)
9060575 | 1 |  | 1995-10-18 |  | 1995-10-18 |  | Currently in Use | Diesel | 20000 | Composite | 1995-10-18 | Fiberglass Reinforced Plastic | Pressurized
9060575 | 2 |  | 1995-10-18 |  | 1995-10-18 |  | Currently in Use | Diesel | 20000 | Composite | 1995-10-18 | Fiberglass Reinforced Plastic | Pressurized
9060575 | 3 |  | 1995-10-18 |  | 1995-10-18 |  | Currently in Use | Gas (Historical Use) | 12000 | Composite | 1995-10-18 | Fiberglass Reinforced Plastic | Pressurized
9060580 | 1 | Ball Float | 1990-01-01 | no | 1990-01-01 | no | Currently in Use | Regular | 10000 | Fiberglass | 1990-02-01 | Double-Walled Flex | Pressurized
9060580 | 2 | Ball Float | 1990-01-01 | no | 1990-01-01 | no | Currently in Use | Premium | 10000 | Fiberglass | 1990-02-01 | Double-Walled Flex | Pressurized
9060580 | 3 | Ball Float | 1990-01-01 | no | 1990-01-01 | no | Currently in Use | Diesel | 10000 | Fiberglass | 1990-02-01 | Double-Walled Flex | Pressurized
9060581 | 1 |  | 1995-04-01 | no | 1995-04-01 | no | Currently in Use | Regular | 12000 | Fiberglass | 1995-04-01 | Fiberglass Reinforced Plastic | Pressurized
9060581 | 2 |  | 1995-04-01 | no | 1995-04-01 | no | Currently in Use | Plus | 10000 | Fiberglass | 1995-04-01 | Fiberglass Reinforced Plastic | Pressurized
9060581 | 3 |  | 1995-04-01 | no | 1995-04-01 | no | Currently in Use | Premium | 10000 | Fiberglass | 1995-01-01 | Fiberglass Reinforced Plastic | Pressurized
9060582 | 1 |  | 1990-01-01 |  | 1990-01-01 | yes | Currently in Use | Gas (Historical Use) | 10000 | Fiberglass | 1990-08-01 | Fiberglass Reinforced Plastic | Pressurized
9060582 | 2 |  | 1990-01-01 |  | 1990-01-01 | yes | Currently in Use | Gas (Historical Use) | 10000 | Fiberglass | 1990-08-01 | Fiberglass Reinforced Plastic | Pressurized
9060582 | 3 |  | 1990-01-01 |  | 1990-01-01 | yes | Currently in Use | Gas (Historical Use) | 10000 | Fiberglass | 1990-08-01 | Fiberglass Reinforced Plastic | Pressurized
9060582 | 4 |  | 1990-01-01 |  | 1990-01-01 | yes | Currently in Use | Diesel | 10000 | Fiberglass | 1990-08-01 | Fiberglass Reinforced Plastic | Pressurized
9060582 | 5 |  | 2001-12-28 | yes | 1990-01-01 | yes | Currently in Use | Used Oil | 550 | Fiberglass | 1990-08-01 | Fiberglass Reinforced Plastic | Pressurized
9060590 | 1 | [5 empty] | Removed from Ground | Gas (Historical Use) | 0 | Not Marked/Unknown | 2007-08-27 | Not Marked
9060593 | 1 |  |  | yes |  | yes | Removed from Ground | Used Oil | 550 | Marked Unknown | 1996-02-01 | Unknown
9060596 | 1 | [5 empty] | Permanently Out of Use - historical purposes | Diesel | 500 | Not Marked/Unknown |  | Not Marked
9060596 | 2 | [5 empty] | Permanently Out of Use - historical purposes | Gas (Historical Use) | 500 | Not Marked/Unknown |  | Not Marked
9060596 | 3 | [5 empty] | Permanently Out of Use - historical purposes | Gas (Historical Use) | 500 | Not Marked/Unknown |  | Not Marked
9060602 | T-01 | [5 empty] | Closed in Ground | Gas (Historical Use) | 6000 | Bare Steel | 1996-02-22 | Not Marked | Safe Suction (Euro)
9060602 | T-02 | [5 empty] | Closed in Ground | Gas (Historical Use) | 6000 | Marked Unknown | 1996-02-22 | Unknown
9060605 | 1 | [5 empty] | Removed from Ground | Diesel | 12000 | Not Marked/Unknown | 1987-01-01 | Not Marked
9060605 | 2 | [5 empty] | Removed from Ground | Diesel | 5000 | Not Marked/Unknown | 1987-01-01 | Not Marked
9060605 | 3 | [5 empty] | Removed from Ground | Gas (Historical Use) | 5000 | Not Marked/Unknown | 1987-01-01 | Not Marked
9060607 | DUMMY | [5 empty] | Currently in Use | Diesel | 0 | Not Marked/Unknown |  | Not Marked
9060615 | 1 | [5 empty] | Removed from Ground | Gas (Historical Use) | 0 | Unknown | 1991-04-20 | Not Marked
9060615 | 2 |  |  | yes |  | yes | Removed from Ground | Used Oil | 0 | Not Marked/Unknown | 1991-04-20 | Not Marked
9060615 | 3 |  |  | no |  | no | Removed from Ground | Used Oil | 550 | Unknown | 2003-11-01 | Unknown
9060616 | 1 | [5 empty] | Removed from Ground | Diesel | 260 | Bare Steel | 1997-12-16 | Bare Steel | Suction (American)
9060616 | 2 | Flapper Valve | 1997-12-16 | no | 1997-12-16 | no | Currently in Use | Diesel | 300 | Galvanic (STIP-3) | 1997-12-16 | Double-Walled Fiberglass | Suction (American)
9060621 | 1 | [5 empty] | Removed from Ground | Diesel | 2000 | Not Marked/Unknown | 1978-04-15 | Not Marked
9060622 | 1 | [5 empty] | Currently in Use | Diesel | 20000 | Not Marked/Unknown | 1966-01-01 | Not Marked
9060622 | 2 | [5 empty] | Currently in Use | Diesel | 20000 | Not Marked/Unknown | 1966-01-01 | Not Marked
9060622 | 3 | [5 empty] | Currently in Use | Diesel | 20000 | Not Marked/Unknown | 1966-01-01 | Not Marked
9060623 | 1 | [5 empty] | Removed from Ground | Diesel | 10000 | Marked Unknown | 1996-04-10 | Unknown
9060623 | 2 | [5 empty] | Removed from Ground | Gas (Historical Use) | 2000 | Marked Unknown | 1996-04-10 | Unknown
9060623 | 3 | [5 empty] | Removed from Ground | Other | 1000 | Not Marked/Unknown | 1996-04-10 | Not Marked
9060623 | 4 |  |  | yes |  | yes | Removed from Ground | Used Oil | 1000 | Not Marked/Unknown | 1996-04-10 | Not Marked
9060624 | 1 | [5 empty] | Currently in Use | Other | 250 | Not Marked/Unknown |  | Not Marked
9060625 | 1 |  | 1998-01-28 |  | 1998-01-28 |  | Currently in Use | Gas (Historical Use) | 8000 | Bare Steel | 1998-01-28 | Fiberglass Reinforced Plastic | Pressurized
9060625 | 2 |  | 1998-01-28 |  | 1998-01-28 |  | Currently in Use | Gas (Historical Use) | 4000 | Bare Steel | 1998-01-28 | Fiberglass Reinforced Plastic | Pressurized
9060625 | 3 |  | 1998-01-28 |  | 1998-01-28 |  | Currently in Use | Gas (Historical Use) | 4000 | Bare Steel | 1998-01-28 | Fiberglass Reinforced Plastic | Pressurized
9060625 | 4 |  | 1998-01-28 |  | 1998-01-28 |  | Currently in Use | Gas (Historical Use) | 4000 | Bare Steel | 1998-01-28 | Fiberglass Reinforced Plastic | Pressurized
9060626 | 1 | [5 empty] | Removed from Ground | Gas (Historical Use) | 0 | Marked Unknown | 1996-06-19 | Unknown
9060628 | 1 | [5 empty] | Removed from Ground | Gas (Historical Use) | 3000 | Not Marked/Unknown | 1972-01-01 | Not Marked
9060628 | 2 | [5 empty] | Removed from Ground | Gas (Historical Use) | 3000 | Not Marked/Unknown | 1972-01-01 | Not Marked
9060628 | 3 | [5 empty] | Removed from Ground | Gas (Historical Use) | 3000 | Not Marked/Unknown | 1972-01-01 | Not Marked
9060628 | 4 | [5 empty] | Removed from Ground | Gas (Historical Use) | 3000 | Not Marked/Unknown | 1972-01-01 | Not Marked
9060629 | 1 | [5 empty] | Removed from Ground | Gas (Historical Use) | 1000 | Not Marked/Unknown | 1996-04-23 | Not Marked
9060631 | 1 | [5 empty] | Removed from Ground | Diesel | 0 | Not Marked/Unknown |  | Not Marked
9060632 | 1 | [5 empty] | Removed from Ground | Gas (Historical Use) | 2000 | Bare Steel | 1996-05-09 | Bare Steel | Gravity Fed
9060632 | 2 | [5 empty] | Removed from Ground | Other | 0 | Marked Unknown | 1999-03-17 | Unknown
9060633 | 1 |  |  | no |  | no | Permanently Out of Use - historical purposes | Gas (Historical Use) | 0
9060634 | 1 | [5 empty] | Removed from Ground | Gas (Historical Use) | 1000 | Not Marked/Unknown | 1996-06-11 | Not Marked
9060635 | 1 | [5 empty] | Removed from Ground | Gas (Historical Use) | 0 | Not Marked/Unknown |  | Not Marked
9060637 | 1 | [5 empty] | Removed from Ground | Diesel | 8000 | Not Marked/Unknown | 1996-08-09 | Not Marked
9060637 | 2 | [5 empty] | Removed from Ground | Gas (Historical Use) | 500 | Not Marked/Unknown | 1996-08-09 | Not Marked
9060639 | 1 | Ball Float | 1996-05-15 | no | 1996-05-15 | no | Currently in Use | Regular | 12000 | Fiberglass | 1996-04-12 | Double-Walled Fiberglass | Pressurized
9060639 | 2 | Ball Float | 1996-05-15 | no | 1996-05-15 | no | Currently in Use | Regular | 12000 | Fiberglass | 1996-04-12 | Double-Walled Fiberglass | Pressurized
9060639 | 3 | Ball Float | 1996-05-15 | no | 1996-05-15 | no | Currently in Use | Premium | 12000 | Fiberglass | 1996-04-12 | Double-Walled Flex | Pressurized
9060640 | 1 |  | 1997-04-01 |  | 1997-04-01 |  | Currently in Use | Diesel | 10000 | Steel-Impressed Current | 1961-01-01 | Cathodically Protected | Safe Suction (Euro)
9060640 | 2 | [5 empty] | Removed from Ground | Diesel | 285 | Steel-Impressed Current | 1961-01-01 | Copper | Safe Suction (Euro)
9060641 | 1 | [5 empty] | Removed from Ground | Diesel | 0 | Not Marked/Unknown | 1976-01-01 | Not Marked
9060643 | 1 | [5 empty] | Removed from Ground | Gas (Historical Use) | 1000 | Marked Unknown | 1985-07-18 | Unknown
9060643 | 2 | [5 empty] | Removed from Ground | Gas (Historical Use) | 1000 | Marked Unknown | 1985-07-18 | Unknown
9060643 | 3 | [5 empty] | Removed from Ground | Gas (Historical Use) | 1000 | Marked Unknown | 1985-07-18 | Unknown
9060644 | 1 |  | 1996-08-28 | no | 1996-08-28 | no | Currently in Use | Regular | 15000 | Fiberglass Double Walled | 1996-08-28 | Double-Walled Fiberglass | Pressurized
9060644 | 2 |  | 1996-08-28 | no | 1996-08-28 | no | Currently in Use | Premium | 10000 | Fiberglass Double Walled | 1996-08-28 | Double-Walled Fiberglass | Pressurized
9060644 | 3 |  | 1996-08-28 | no | 1996-08-28 | no | Currently in Use | Diesel | 10000 | Fiberglass Double Walled | 1996-08-28 | Double-Walled Fiberglass | Pressurized
9060645 | 1 | [5 empty] | Removed from Ground | Diesel | 6000 | Tank Jacket | 1996-11-26 | Fiberglass Reinforced Plastic | Suction (American)
9060646 | 1 | [5 empty] | Closed in Ground | Diesel | 250 | Not Marked/Unknown |  | Not Marked
9060648 | 1 | [5 empty] | Currently in Use | Diesel | 2000 | Not Marked/Unknown |  | Not Marked
9060649 | 1 |  | 1996-11-18 |  | 1996-11-18 |  | Removed from Ground | Gas (Historical Use) | 10000 | Fiberglass Double Walled | 1996-11-18 | Double-Walled Flex | Pressurized
9060649 | 2 |  | 1996-11-18 |  | 1996-11-18 |  | Removed from Ground | Gas (Historical Use) | 10000 | Fiberglass Double Walled | 1996-11-18 | Double-Walled Flex | Pressurized
9060649 | 3 |  | 1996-11-18 |  | 1996-11-18 |  | Removed from Ground | Gas (Historical Use) | 10000 | Fiberglass Double Walled | 1996-11-18 | Double-Walled Flex | Pressurized
9060650 | 1 | [5 empty] | Removed from Ground | Gas (Historical Use) | 0 | Not Marked/Unknown |  | Not Marked
9060651 | 1 | [5 empty] | Closed in Ground | Gas (Historical Use) | 500 | Not Marked/Unknown | 1997-01-29 | Not Marked
9060652 | 1 | [5 empty] | Removed from Ground | Gas (Historical Use) | 1000 | Bare Steel | 1996-10-25 | Bare Steel | Safe Suction (Euro)
9060653 | 1 | [5 empty] | Removed from Ground | Gas (Historical Use) | 2000 | Not Marked/Unknown | 1997-02-01 | Not Marked
9060653 | 2 | [5 empty] | Removed from Ground | Gas (Historical Use) | 2000 | Not Marked/Unknown | 1997-02-01 | Not Marked
9060653 | 3 | [5 empty] | Removed from Ground | Gas (Historical Use) | 4000 | Not Marked/Unknown | 1997-02-01 | Not Marked
9060654 | 1 | [5 empty] | Removed from Ground | Diesel | 1000 | Not Marked/Unknown | 1997-02-15 | Not Marked
9060654 | 2 | [5 empty] | Removed from Ground | Gas (Historical Use) | 1000 | Not Marked/Unknown | 1997-02-15 | Not Marked
9060655 | 1 | Flapper Valve | 1996-11-01 | no | 1996-11-01 | no | Currently in Use | Diesel | 10000 | Fiberglass | 1996-08-06 | Fiberglass Reinforced Plastic | Safe Suction (Euro)
9060656 | 1 |  | 1997-01-23 |  | 1997-01-23 |  | Removed from Ground | Gas (Historical Use) | 12000 | Fiberglass | 1997-01-20 | Double Walled | Pressurized
9060656 | 2 |  | 1997-01-23 |  | 1997-01-23 |  | Removed from Ground | Gas (Historical Use) | 12000 | Fiberglass | 1997-01-20 | Double Walled | Pressurized
9060656 | 3 |  | 1997-01-23 |  | 1997-01-23 |  | Removed from Ground | Gas (Historical Use) | 12000 | Fiberglass | 1997-01-20 | Double Walled | Pressurized
9060657 | 1 | [5 empty] | Removed from Ground | Gas (Historical Use) | 1000 | Not Marked/Unknown | 1997-03-20 | Not Marked
9060658 | 1 | [5 empty] | Removed from Ground | Diesel | 10000 | Not Marked/Unknown | 1996-12-01 | Not Marked
9060658 | 2 | [5 empty] | Removed from Ground | Gas (Historical Use) | 0 | Not Marked/Unknown | 1990-11-01 | Not Marked
9060658 | 3 | Ball Float | 1996-12-01 |  | 1996-12-01 |  | Temporarily out of use | Diesel | 12000 | Epoxy | 1996-12-01 | Double-Walled Fiberglass | Pressurized
9060659 | 1 | [5 empty] | Removed from Ground | Other | 7500 | Bare Steel | 1997-04-02 | Not Marked
9060660 | 1 | [5 empty] | Removed from Ground | Diesel | 1000 | Not Marked/Unknown | 1997-04-04 | Not Marked
9060661 | 1 | [5 empty] | Removed from Ground | Gas (Historical Use) | 1000 | Not Marked/Unknown | 1997-01-29 | Not Marked
9060662 | 1 | [5 empty] | Removed from Ground | Gas (Historical Use) | 0 | Not Marked/Unknown | 1996-09-23 | Not Marked
9060662 | 2 | [5 empty] | Removed from Ground | Diesel | 0 | Not Marked/Unknown | 1996-09-23 | Not Marked
9060662 | 3 | [5 empty] | Removed from Ground | Diesel | 0 | Not Marked/Unknown | 1996-09-23 | Not Marked
9060663 | 1 |  | 1996-04-01 |  | 1996-04-01 |  | Currently in Use | Gas (Historical Use) | 15000 | Fiberglass | 1996-04-08 | Fiberglass Reinforced Plastic | Pressurized
9060663 | 2 |  | 1996-04-01 |  | 1996-04-01 |  | Currently in Use | Gas (Historical Use) | 10000 | Fiberglass | 1996-04-08 | Fiberglass Reinforced Plastic | Pressurized
9060664 | 1 | [5 empty] | Removed from Ground | Gas (Historical Use) | 0 | Not Marked/Unknown | 1968-01-01 | Not Marked
9060665 | 1 | [5 empty] | Removed from Ground | Gas (Historical Use) | 1000 | Not Marked/Unknown | 1997-05-13 | Not Marked
9060666 | 1 | [5 empty] | Removed from Ground | Gas (Historical Use) | 3000 | Not Marked/Unknown | 2002-08-14 | Not Marked
9060667 | 1 | Ball Float | 1997-02-27 |  | 1997-02-27 |  | Removed from Ground | Diesel | 10000 | Composite | 1997-02-27 | Fiberglass Reinforced Plastic | Pressurized
9060667 | 2 | Ball Float | 1997-02-27 |  | 1997-02-27 |  | Removed from Ground | Gas (Historical Use) | 15000 | Composite | 1997-02-27 | Fiberglass Reinforced Plastic | Pressurized
9060667 | 3 | Ball Float | 1997-02-27 |  | 1997-02-27 |  | Removed from Ground | Gas (Historical Use) | 15000 | Composite | 1997-02-27 | Fiberglass Reinforced Plastic | Pressurized
9060667 | 4 |  | 2016-11-01 | no | 2016-11-01 | no | Currently in Use | Gas (Historical Use) | 20000 | Fiberglass Double Walled | 2010-12-01 | Double-Walled Fiberglass | Pressurized
9060667 | 5 |  | 2016-11-01 | no | 2016-11-01 | no | Currently in Use | Gas (Historical Use) | 20000 | Fiberglass Double Walled | 2010-12-01 | Double-Walled Fiberglass | Pressurized
9060667 | 6A |  | 2016-11-01 | no | 2016-11-01 | no | Currently in Use | Gas (Historical Use) | 12000 | Fiberglass Double Walled | 2010-12-01 | Double-Walled Fiberglass | Pressurized
9060667 | 6B |  | 2016-11-01 | no | 2016-11-01 | no | Currently in Use | Diesel | 8000 | Fiberglass Double Walled | 2010-12-01 | Double-Walled Fiberglass | Pressurized
9060667 | 7 |  | 2016-11-01 | no | 2016-11-01 | no | Currently in Use | Gas (Historical Use) | 12000 | Fiberglass Double Walled | 2010-12-01 | Double-Walled Fiberglass | Pressurized
9060668 | 1 | [5 empty] | Removed from Ground | Gas (Historical Use) | 500 | Marked Unknown |  | Unknown | Safe Suction (Euro)
9060669 | 1 | [5 empty] | Removed from Ground | Diesel | 200 | Not Marked/Unknown | 1996-10-01 | Not Marked
9060669 | 2 | [5 empty] | Removed from Ground | Diesel | 250 | Not Marked/Unknown | 1996-10-01 | Not Marked
9060670 | 1 |  | 1995-05-01 |  | 1995-05-01 |  | Currently in Use | Gas (Historical Use) | 8000 | Fiberglass | 1995-05-01 | Fiberglass Reinforced Plastic
9060670 | 2 |  | 1995-05-01 |  | 1995-05-01 |  | Currently in Use | Gas (Historical Use) | 8000 | Fiberglass | 1995-05-01 | Fiberglass Reinforced Plastic
9060670 | 3 |  | 1995-05-01 |  | 1995-05-01 |  | Currently in Use | Gas (Historical Use) | 8000 | Fiberglass | 1995-05-01 | Fiberglass Reinforced Plastic
9060671 | 1-PLUS |  | 1998-01-01 |  | 1998-01-01 | yes | Currently in Use | Gas (Historical Use) | 5000 | Steel-Impressed Current | 1975-01-01 | Fiberglass Reinforced Plastic | Pressurized
9060671 | 2 |  | 1998-01-01 |  | 1998-01-01 | yes | Currently in Use | Gas (Historical Use) | 10000 | Steel-Impressed Current | 1975-01-01 | Fiberglass Reinforced Plastic | Pressurized
9060671 | 3 |  | 1998-01-01 |  | 1998-01-01 | yes | Currently in Use | Gas (Historical Use) | 10000 | Steel-Impressed Current | 1975-01-01 | Fiberglass Reinforced Plastic | Pressurized
9060671 | 4 |  | 1998-01-01 |  | 1998-01-01 | yes | Temporarily out of use | Kerosene | 1000 | Steel-Impressed Current | 1975-01-01 | Steel (Impressed Current) | Pressurized
9060671 | 5 |  | 1988-01-01 | yes | 1998-01-01 | yes | Temporarily out of use | Used Oil | 1000 | Steel-Impressed Current | 1985-01-01 | Fiberglass Reinforced Plastic | Gravity Fed
9060672 | 1 |  |  | no |  | no | Removed from Ground | Gas (Historical Use) | 550 | Bare Steel | 2000-02-03
9060672 | 2 |  |  | no |  | no | Removed from Ground | Gas (Historical Use) | 550 | Bare Steel | 2000-02-03
9060672 | 3 |  |  | no |  | no | Removed from Ground | Gas (Historical Use) | 550 | Bare Steel | 2000-02-03
9060673 | 1 | [5 empty] | Removed from Ground | Gas (Historical Use) | 2000 | Not Marked/Unknown | 1997-05-30 | Not Marked
9060674 | 1 |  | 1988-01-01 |  | 1988-01-01 |  | Removed from Ground | Gas (Historical Use) | 10000 | Marked Unknown | 1988-01-01 | Cathodically Protected | Pressurized
9060677 | 1 | [5 empty] | Removed from Ground | Gas (Historical Use) | 4000 | Bare Steel | 1997-10-16 | Bare Steel
9060678 | 235546 |  | 1997-04-21 |  | 1997-04-21 |  | Temporarily out of use | Gas (Historical Use) | 10000 | Galvanic (STIP-3) | 1997-04-21 | Fiberglass Reinforced Plastic | Suction (American)
9060679 | 1 | [5 empty] | Removed from Ground | Gas (Historical Use) | 2000 | Bare Steel | 1997-06-23 | Galvanized Steel
9060679 | 2 | [5 empty] | Removed from Ground | Gas (Historical Use) | 2000 | Bare Steel | 1997-06-23 | Galvanized Steel
9060683 | 1 |  | 1997-07-03 |  | 1997-07-03 |  | Removed from Ground | Gas (Historical Use) | 1000 | Fiberglass | 1997-07-03 | Fiberglass Reinforced Plastic | Suction (American)
9060684 | 1 |  |  | yes |  | yes | Removed from Ground | Used Oil | 500 | Not Marked/Unknown | 1996-10-01 | Not Marked
9060686 | 1 |  | 1990-10-01 | no | 1990-10-01 | no | Currently in Use | Regular | 3000 | Fiberglass | 1990-10-01 | Fiberglass Reinforced Plastic | Safe Suction (Euro)
9060687 | 1 |  |  | yes |  | yes | Removed from Ground | Used Oil | 500 | Double Walled | 1988-09-01 | Bare Steel | Gravity Fed
9060688 | 1 | [5 empty] | Removed from Ground | Gas (Historical Use) | 560 | Bare Steel | 1997-11-05 | Bare Steel | Safe Suction (Euro)
9060689 | 1 | [5 empty] | Removed from Ground | Gas (Historical Use) | 1500 | Bare Steel | 1997-11-07 | Bare Steel | Safe Suction (Euro)
9060689 | 2 | [5 empty] | Removed from Ground | Gas (Historical Use) | 1500 | Bare Steel | 1997-11-07 | Bare Steel | Safe Suction (Euro)
9060690 | 1 | [5 empty] | Removed from Ground | Gas (Historical Use) | 1000 | Bare Steel | 1997-11-05 | Bare Steel | Safe Suction (Euro)
9060691 | 1 | [5 empty] | Removed from Ground | Gas (Historical Use) | 560 | Bare Steel | 1997-11-12 | Bare Steel | Safe Suction (Euro)
9060692 | 1 | [5 empty] | Removed from Ground | Gas (Historical Use) | 540 | Bare Steel | 1997-11-03 | Bare Steel | Safe Suction (Euro)
9060693 | 1 | [5 empty] | Removed from Ground | Gas (Historical Use) | 560 | Bare Steel | 1997-11-07 | Bare Steel | Safe Suction (Euro)
9060694 | 1 | [5 empty] | Removed from Ground | Gas (Historical Use) | 560 | Bare Steel | 1997-11-12 | Bare Steel | Safe Suction (Euro)
9060695 | 1 | [5 empty] | Removed from Ground | Gas (Historical Use) | 550 | Bare Steel | 1997-11-03 | Bare Steel | Safe Suction (Euro)
9060696 | 1 | [5 empty] | Removed from Ground | Gas (Historical Use) | 2000 | Bare Steel | 1998-12-01 | Bare Steel | Safe Suction (Euro)
9060696 | 2 | [5 empty] | Removed from Ground | Gas (Historical Use) | 2000 | Bare Steel | 1998-12-01 | Bare Steel | Safe Suction (Euro)
9060697 | 1 | [5 empty] | Removed from Ground | Gas (Historical Use) | 540 | Bare Steel | 1997-11-05 | Bare Steel | Safe Suction (Euro)
9060698 | 1 | [5 empty] | Removed from Ground | Gas (Historical Use) | 560 | Bare Steel | 1997-11-04 | Bare Steel | Safe Suction (Euro)
9060699 | 1 | [5 empty] | Removed from Ground | Gas (Historical Use) | 560 | Bare Steel | 1997-11-06 | Bare Steel | Safe Suction (Euro)
9060700 | 1 | [5 empty] | Removed from Ground | Gas (Historical Use) | 552 | Bare Steel | 1997-11-04 | Bare Steel | Safe Suction (Euro)
9060701 | 1 | [5 empty] | Removed from Ground | Gas (Historical Use) | 500 | Bare Steel | 1997-11-04 | Bare Steel | Safe Suction (Euro)
9060702 | 1-10K | Ball Float | 1997-06-01 |  | 1997-06-01 |  | Currently in Use | Gas (Historical Use) | 10000 | Epoxy | 1987-08-01 | Fiberglass Reinforced Plastic | Pressurized
9060702 | 2-10K | Ball Float | 1997-06-01 |  | 1997-06-01 |  | Currently in Use | Gas (Historical Use) | 10000 | Epoxy | 1987-08-01 | Fiberglass Reinforced Plastic | Pressurized
9060702 | 3-10K | Ball Float | 1997-06-01 |  | 1997-06-01 |  | Currently in Use | Gas (Historical Use) | 10000 | Epoxy | 1997-08-01 | Fiberglass Reinforced Plastic | Pressurized
9060703 | 1 |  | 1997-05-21 |  | 1997-05-21 |  | Removed from Ground | Gas (Historical Use) | 12000 | Fiberglass Double Walled | 1997-05-13 | Double Walled | Pressurized
9060703 | 2 |  | 1997-05-21 |  | 1997-05-21 |  | Removed from Ground | Gas (Historical Use) | 12000 | Fiberglass Double Walled | 1997-05-13 | Double Walled | Pressurized
9060703 | 3 |  | 1997-05-21 |  | 1997-05-21 |  | Removed from Ground | Gas (Historical Use) | 12000 | Fiberglass Double Walled | 1997-05-13 | Double Walled | Pressurized
9060704 | 1 |  | 1997-09-01 | no | 1997-09-01 | no | Currently in Use | Regular | 10000 |  | 1997-09-01 | Double-Walled Fiberglass | Pressurized
9060704 | 2 |  | 1997-09-01 | no | 1997-09-01 | no | Currently in Use | Premium | 10000 |  | 1997-09-01 | Double-Walled Fiberglass | Pressurized
9060704 | 3 |  | 1997-09-01 | no | 1997-09-01 | no | Currently in Use | Diesel | 10000 |  | 1997-09-01 | Double-Walled Fiberglass | Pressurized
9060705 | 1 | Flapper Valve | 1997-09-01 | no | 1997-09-01 | no | Installed | Regular | 20000 | Tank Jacket | 1997-09-01 | Fiberglass Reinforced Plastic | Pressurized
9060705 | 2 | Flapper Valve | 1997-09-01 | no | 1997-09-01 | no | Installed | Premium | 12000 | Tank Jacket | 1997-09-01 | Fiberglass Reinforced Plastic | Pressurized
9060705 | 3 | Flapper Valve | 1997-09-01 | no | 1997-09-01 | no | Installed | Diesel | 10000 | Tank Jacket | 1997-09-01 | Fiberglass Reinforced Plastic | Pressurized
9060706 | 1 |  | 1997-03-01 |  | 1997-03-01 |  | Currently in Use | Gas (Historical Use) | 15000 | Double Walled | 1997-03-01 | Fiberglass Reinforced Plastic | Pressurized
9060706 | 2 |  | 1997-03-01 |  | 1997-03-01 |  | Currently in Use | Gas (Historical Use) | 15000 | Double Walled | 1997-03-01 | Fiberglass Reinforced Plastic | Pressurized
9060707 | 1 | Flapper Valve | 1997-09-09 | no | 1997-07-07 | no | Currently in Use | Gas (Historical Use) | 12000 | Fiberglass Double Walled | 1997-06-12 | Double-Walled Flex | Pressurized
9060707 | 2 | Flapper Valve | 1997-09-09 | no | 1997-07-07 | no | Currently in Use | Diesel | 12000 | Fiberglass Double Walled | 1997-06-12 | Double-Walled Flex | Pressurized
9060708 | 1 |  |  | yes |  | yes | Removed from Ground | Used Oil | 250 | Not Marked/Unknown |  | Not Marked
9060709 | 1 | [5 empty] | Removed from Ground | Gas (Historical Use) | 5000 | Bare Steel | 1998-01-12 | Bare Steel | Safe Suction (Euro)
9060709 | 2 | [5 empty] | Removed from Ground | Gas (Historical Use) | 3500 | Bare Steel | 1998-01-12 | Bare Steel | Safe Suction (Euro)
9060710 | 1 | [5 empty] | Removed from Ground | Gas (Historical Use) | 1000 | Bare Steel | 1997-01-01 | Bare Steel | Safe Suction (Euro)
9060711 | 1 |  | 1998-06-01 |  | 1998-06-01 |  | Currently in Use | Diesel | 2000 | Fiberglass | 1985-01-01 | Steel (Impressed Current) | Safe Suction (Euro)
9060712 | 1 |  | 1998-06-01 |  | 1998-06-01 |  | Currently in Use | Diesel | 10000 | Fiberglass | 1989-01-01 | Double-Walled Fiberglass | Safe Suction (Euro)
9060713 | 1 | [5 empty] | Removed from Ground | Gas (Historical Use) | 8000 | Not Marked/Unknown | 1998-02-01 | Not Marked
9060713 | 2 | [5 empty] | Removed from Ground | Gas (Historical Use) | 8000 | Not Marked/Unknown | 1998-02-01 | Not Marked
9060713 | 3 | [5 empty] | Removed from Ground | Gas (Historical Use) | 8000 | Not Marked/Unknown | 1998-02-01 | Not Marked
9060713 | 4 | [5 empty] | Removed from Ground | Gas (Historical Use) | 3000 | Not Marked/Unknown | 1998-02-01 | Not Marked
9060713 | 5 | [5 empty] | Removed from Ground | Gas (Historical Use) | 3000 | Not Marked/Unknown | 1998-02-01 | Not Marked
9060714 | 1 | [5 empty] | Removed from Ground | Gas (Historical Use) | 6000 | Marked Unknown | 1998-02-26 | Unknown
9060714 | 2 | [5 empty] | Removed from Ground | Gas (Historical Use) | 6000 | Marked Unknown | 1998-02-26 | Unknown
9060716 | 1 |  | 1998-02-01 |  | 1998-02-01 |  | Currently in Use | Gas (Historical Use) | 15000 | Fiberglass | 1998-02-01 | Fiberglass Reinforced Plastic | Pressurized
9060716 | 2 |  | 1998-02-01 |  | 1998-02-01 |  | Currently in Use | Gas (Historical Use) | 10000 | Fiberglass | 1998-02-01 | Fiberglass Reinforced Plastic | Pressurized
9060717 | 1 |  | 1997-05-01 |  | 1997-05-01 |  | Currently in Use | Gas (Historical Use) | 10000 | Composite | 1997-05-01 | Flex | Pressurized
9060717 | 2 |  | 1997-05-01 |  | 1997-05-01 |  | Currently in Use | Gas (Historical Use) | 10000 | Composite | 1997-05-01 | Flex | Pressurized
9060717 | 3 |  | 1997-05-01 |  | 1997-05-01 |  | Currently in Use | Gas (Historical Use) | 10000 | Composite | 1997-05-01 | Flex | Pressurized
9060718 | 1 | [5 empty] | Removed from Ground | Other | 12000 | Not Marked/Unknown | 1997-07-01 | Not Marked
9060718 | 2 | [5 empty] | Removed from Ground | Other | 12000 | Not Marked/Unknown | 1997-07-01 | Not Marked
9060718 | 3 | [5 empty] | Removed from Ground | Other | 12000 | Not Marked/Unknown | 1997-07-01 | Not Marked
9060718 | 4 | [5 empty] | Removed from Ground | Other | 12000 | Not Marked/Unknown | 1997-07-01 | Not Marked
9060719 | 1 |  | 1997-11-01 |  | 1997-11-01 |  | Temporarily out of use | Diesel | 12000 | Fiberglass Double Walled | 1997-10-17 | Double-Walled Flex | Pressurized
9060720 | T1 |  |  | yes |  | yes | Removed from Ground | Used Oil | 1100 | Bare Steel | 1998-04-13 | Bare Steel | Gravity Fed
9060721 | 1 | [5 empty] | Removed from Ground | Other | 1000 | Bare Steel | 1998-03-23 | Bare Steel
9060721 | 2 | [5 empty] | Removed from Ground | Other | 1000 | Bare Steel | 1998-03-23 | Bare Steel
9060721 | 3 | [5 empty] | Removed from Ground | Gas (Historical Use) | 500 | Bare Steel | 1998-04-08 | Bare Steel
9060722 | TK-1 | [5 empty] | Removed from Ground | Other | 500 | Bare Steel | 1984-01-01 | Bare Steel
9060722 | TK-2 | [5 empty] | Removed from Ground | Other | 500 | Bare Steel | 1998-04-16 | Bare Steel
9060722 | TK-3 | [5 empty] | Removed from Ground | Other | 500 | Bare Steel | 1998-04-16 | Bare Steel
9060723 | 1 | [5 empty] | Removed from Ground | Gas (Historical Use) | 1000 | Not Marked/Unknown | 1998-03-11 | Not Marked
9060724 | 1 |  | 1988-01-01 |  | 1988-01-01 |  | Removed from Ground | Diesel | 10000 | Fiberglass | 1988-01-01 | Fiberglass Reinforced Plastic | Safe Suction (Euro)
9060725 | 1 | [5 empty] | Removed from Ground | Diesel | 2000 | Marked Unknown | 1986-01-01 | Unknown
9060727 | 1 | [5 empty] | Removed from Ground | Gas (Historical Use) | 3000 | Not Marked/Unknown | 1988-01-01 | Not Marked
9060727 | 2 | [5 empty] | Removed from Ground | Gas (Historical Use) | 3000 | Not Marked/Unknown | 1988-01-01 | Not Marked
9060728 | 1 |  | 1999-02-02 |  | 1999-02-02 |  | Removed from Ground | Gas (Historical Use) | 6000 | Steel-Impressed Current | 1981-03-01 | Cathodically Protected | Pressurized
9060728 | 2 |  | 1999-02-02 |  | 1999-02-02 |  | Removed from Ground | Gas (Historical Use) | 6000 | Steel-Impressed Current | 1981-03-01 | Cathodically Protected | Pressurized
9060728 | 3 |  | 1999-02-02 |  | 1999-02-02 |  | Removed from Ground | Gas (Historical Use) | 6000 | Steel-Impressed Current | 1981-03-01 | Cathodically Protected | Pressurized
9060729 | 1 |  | 1991-04-24 |  | 1991-04-24 |  | Currently in Use | Diesel | 1000 | Fiberglass Double Walled | 1991-04-24 | Double-Walled Fiberglass | Safe Suction (Euro)
9060730 | 1 |  | 1997-11-05 | no | 1997-11-05 | no | Currently in Use | Gas (Historical Use) | 12000 | Fiberglass | 1997-11-05 | Double Walled | Pressurized
9060730 | 2 |  | 1997-11-05 | no | 1997-11-05 | no | Currently in Use | Gas (Historical Use) | 12000 | Fiberglass | 1997-11-05 | Double Walled | Pressurized
9060730 | 3 |  | 1997-11-05 | no | 1997-11-05 | no | Currently in Use | Gas (Historical Use) | 12000 | Fiberglass | 1997-11-05 | Double Walled | Pressurized
9060730 | 4 |  | 1997-11-05 | no | 1997-11-05 | no | Currently in Use | Diesel | 12000 | Fiberglass | 1997-11-05 | Double Walled | Pressurized
9060730 | 5 |  | 1997-11-05 | no | 1997-11-05 | no | Currently in Use | Diesel | 12000 | Fiberglass | 1997-11-05 | Double Walled | Pressurized
9060730 | 6 |  | 1997-11-05 | no | 1997-11-05 | no | Currently in Use | Diesel | 12000 | Fiberglass | 1997-11-05 | Double Walled | Pressurized
9060730 | 7 |  | 1997-11-05 | no | 1997-11-05 | no | Currently in Use | Diesel | 8000 | Fiberglass | 1997-11-05 | Double Walled | Pressurized
9060730 | 8 |  | 1997-11-05 | no | 1997-11-05 | no | Currently in Use | Diesel | 12000 | Fiberglass | 1997-11-05 | Double Walled | Pressurized
9060731 | 1 | [5 empty] | Removed from Ground | Gas (Historical Use) | 0 | Not Marked/Unknown | 1998-06-12 | Not Marked
9060732 | 1 |  | 2006-09-01 | yes | 2006-09-01 | yes | Removed from Ground | Used Oil | 200 | Cathodically Protected Steel | 1987-09-01 | Galvanized Steel | Gravity Fed
9060733 | 1 | [5 empty] | Removed from Ground | Other | 1000 | Not Marked/Unknown | 1998-07-20 | Not Marked
9060733 | 2 |  | 1998-08-04 |  | 1998-08-04 |  | Currently in Use | Diesel | 1000 | Composite | 1998-08-04 | Double-Walled Flex | Suction (American)
9060734 | 1 | [5 empty] | Removed from Ground | Gas (Historical Use) | 5000 | Bare Steel | 1973-04-01 | Not Marked
9060735 | 1 |  |  | yes |  | yes | Removed from Ground | Used Oil | 120 | Bare Steel | 1986-01-01 | Bare Steel | Suction (American)
9060736 | 1 | Flapper Valve | 1999-01-01 | no | 1999-01-01 | no | Currently in Use | Diesel | 550 | Steel-Impressed Current | 1999-01-01 | Steel (Impressed Current) | Suction (American)
9060737 | 1 | [5 empty] | Removed from Ground | Gas (Historical Use) | 550 | Not Marked/Unknown | 1998-09-07 | Not Marked
9060738 | 1 | [5 empty] | Removed from Ground | Gas (Historical Use) | 8000 | Not Marked/Unknown | 1998-10-06 | Not Marked
9060738 | 2 | [5 empty] | Removed from Ground | Gas (Historical Use) | 10000 | Not Marked/Unknown | 1998-10-06 | Not Marked
9060738 | 3 | [5 empty] | Removed from Ground | Other | 500 | Not Marked/Unknown | 1998-10-06 | Not Marked
9060739 | 1 | Ball Float | 1998-04-01 | no | 1998-04-01 | no | Currently in Use | Regular | 10000 | Fiberglass Double Walled | 1998-04-01 | Double-Walled Fiberglass | Pressurized
9060739 | 2 | Ball Float | 1998-04-01 | no | 1998-04-01 | no | Currently in Use | Regular | 10000 | Fiberglass Double Walled | 1998-04-01 | Double-Walled Fiberglass | Pressurized
9060739 | 3 | Ball Float | 1998-04-01 | no | 1998-04-01 | no | Currently in Use | Gas (Historical Use) | 10000 | Fiberglass Double Walled | 1998-04-01 | Double-Walled Fiberglass | Pressurized
9060740 | 1 | [5 empty] | Removed from Ground | Gas (Historical Use) | 0 | Bare Steel |  | Unknown
9060741 | 1 | [5 empty] | Removed from Ground | Diesel | 12000 | Not Marked/Unknown | 1998-12-01 | Not Marked
9060743 | 1 | Ball Float | 1998-01-14 |  | 1998-01-14 |  | Currently in Use | Gas (Historical Use) | 10000 | Double Walled | 1998-01-14 | Fiberglass Reinforced Plastic | Pressurized
9060743 | 2 | Ball Float | 1998-01-14 |  | 1998-01-14 |  | Currently in Use | Gas (Historical Use) | 10000 | Double Walled | 1998-01-14 | Fiberglass Reinforced Plastic | Pressurized
9060743 | 3 | Ball Float | 1998-01-14 |  | 1998-01-14 |  | Currently in Use | Gas (Historical Use) | 10000 | Double Walled | 1998-01-14 | Fiberglass Reinforced Plastic | Pressurized
9060744 | 1 |  | 1996-02-01 |  | 1996-02-01 |  | Removed from Ground | Gas (Historical Use) | 10000 | Galvanic (STIP-3) | 1988-01-01 | Fiberglass Reinforced Plastic | Pressurized
9060745 | 1 | [5 empty] | Currently in Use | Diesel | 2000 | Not Marked/Unknown |  | Not Marked
9060745 | 2 | [5 empty] | Currently in Use | Gas (Historical Use) | 12000 | Not Marked/Unknown |  | Not Marked
9060746 | 1 | [5 empty] | Removed from Ground | Gas (Historical Use) | 6000 | Bare Steel | 1949-01-01 | Bare Steel
9060747 | 1 | [5 empty] | Removed from Ground | Gas (Historical Use) | 8000 | Marked Unknown | 1999-01-28 | Not Marked
9060747 | 2 | [5 empty] | Removed from Ground | Gas (Historical Use) | 8000 | Marked Unknown | 1999-01-28 | Not Marked
9060747 | 3 | [5 empty] | Removed from Ground | Gas (Historical Use) | 8000 | Marked Unknown | 1999-01-28 | Not Marked
9060747 | 4 |  | 1998-02-01 | no | 1998-02-01 | no | Currently in Use | Gas (Historical Use) | 8000 | Epoxy | 1998-02-01 | Double-Walled Fiberglass | Pressurized
9060747 | 5 |  | 1998-02-01 | no | 1998-02-01 | no | Currently in Use | Gas (Historical Use) | 8000 | Epoxy | 1998-02-01 | Double-Walled Fiberglass | Pressurized
9060747 | 6 |  | 1998-02-01 | no | 1998-02-01 | no | Currently in Use | Gas (Historical Use) | 8000 | Epoxy | 1998-02-01 | Double-Walled Fiberglass | Pressurized
9060748 | 1 |  |  |  | 1989-01-01 |  | Removed from Ground | Diesel | 2000 | Bare Steel | 1989-01-01 | Galvanized Steel | Safe Suction (Euro)
9060749 | 1 | [5 empty] | Removed from Ground | Gas (Historical Use) | 10000 | Bare Steel | 1998-09-01 | Unknown
9060749 | 2 | [5 empty] | Removed from Ground | Gas (Historical Use) | 10000 | Bare Steel | 1998-09-01 | Unknown
9060750 | 1 | [5 empty] | Removed from Ground | Gas (Historical Use) | 4000 | Not Marked/Unknown | 1998-08-05 | Not Marked
9060750 | 2 | [5 empty] | Removed from Ground | Gas (Historical Use) | 4000 | Not Marked/Unknown | 1998-08-05 | Not Marked
9060750 | 3 |  |  | yes |  | yes | Removed from Ground | Used Oil | 150 | Not Marked/Unknown | 1998-08-05 | Not Marked
9060751 | 1 |  | 1998-12-01 | no | 1998-12-01 | no | Currently in Use | Diesel | 15000 | Composite | 1998-12-01 |  | Pressurized
9060752 | 1A | Ball Float | 1998-06-07 | no | 1998-06-07 | no | Currently in Use | Premium | 12000 | Composite | 1998-06-07 | Fiberglass Reinforced Plastic | Pressurized
9060752 | 1B | Ball Float | 1998-06-07 | no | 1998-06-07 | no | Currently in Use | Diesel | 5000 | Composite | 1998-06-07 | Fiberglass Reinforced Plastic | Pressurized
9060752 | 2 | Ball Float | 1998-06-07 | no | 1998-06-07 | no | Currently in Use | Regular | 8000 | Composite | 1998-06-07 | Fiberglass Reinforced Plastic | Pressurized
9060753 | 1 | [5 empty] | Removed from Ground | Diesel | 20000 | Marked Unknown | 2004-04-16 | Bare Steel | Pressurized
9060754 | 1 |  | 1993-07-01 | no | 1993-07-01 | no | Currently in Use | Diesel | 10000 |  | 1993-07-01 | Fiberglass Reinforced Plastic | Pressurized
9060754 | 2 | Ball Float | 1994-08-01 | no | 1994-08-01 | no | Currently in Use | Gas (Historical Use) | 10000 |  | 1994-08-01 | Fiberglass Reinforced Plastic | Pressurized
9060755 | 1 |  | 1999-02-04 |  | 1999-02-04 |  | Removed from Ground | Diesel | 3000 | Steel-Impressed Current | 1963-01-01 | Copper | Safe Suction (Euro)
9060756 | 1 | Overfill Alarm | 1998-10-25 | no | 1998-10-25 | no | Currently in Use | Regular | 10000 | Fiberglass Double Walled | 1998-10-25 | Double-Walled Fiberglass | Pressurized
9060756 | 2 | Overfill Alarm | 1998-10-25 | no | 1998-10-25 | no | Currently in Use | Regular | 10000 | Fiberglass Double Walled | 1998-10-25 | Double-Walled Fiberglass | Pressurized
9060756 | 3 | Overfill Alarm | 1998-10-25 | no | 1998-10-25 | no | Currently in Use | Premium | 10000 | Fiberglass Double Walled | 1998-10-25 | Double-Walled Fiberglass | Pressurized
9060757 | 1 |  | 1998-12-01 |  | 1998-12-01 |  | Currently in Use | Gas (Historical Use) | 8000 | Fiberglass | 1998-12-01 | Double Walled | Pressurized
9060757 | 2 |  | 1998-12-01 |  | 1998-12-01 |  | Currently in Use | Gas (Historical Use) | 12000 | Fiberglass | 1998-12-01 | Double Walled | Pressurized
9060758 | 1 |  | 1999-02-23 | no | 1999-02-23 | no | Removed from Ground | Diesel | 500 | Galvanic (STIP-3) | 1999-02-23 | Flex | Suction (American)
9060758 | 2 | [5 empty] | Removed from Ground | Diesel | 1500 | Marked Unknown | 1999-02-22 | Unknown
9060759 | 1 | [5 empty] | Closed in Ground | Gas (Historical Use) | 8000 | Not Marked/Unknown | 1998-12-01 | Not Marked
9060760 | 1 | [5 empty] | Removed from Ground | Gas (Historical Use) | 1100 | Not Marked/Unknown | 1999-01-14 | Bare Steel
9060760 | 2 | [5 empty] | Removed from Ground | Gas (Historical Use) | 1100 | Not Marked/Unknown | 1999-01-14 | Bare Steel
9060761 | 1 | [5 empty] | Closed in Ground | Gas (Historical Use) | 500 | Marked Unknown | 1993-01-28 | Galvanized Steel | Safe Suction (Euro)
9060761 | 2 | [5 empty] | Closed in Ground | Gas (Historical Use) | 500 | Marked Unknown | 1993-01-28 | Galvanized Steel | Safe Suction (Euro)
9060762 | 1 |  | 1998-10-28 | no | 1998-10-28 | no | Currently in Use | Gas (Historical Use) | 15000 | Fiberglass Double Walled | 1998-10-28 | Fiberglass Reinforced Plastic | Pressurized
9060762 | 2 |  | 1998-10-28 | no | 1998-10-28 | no | Currently in Use | Gas (Historical Use) | 15000 | Fiberglass Double Walled | 1998-10-28 | Fiberglass Reinforced Plastic | Pressurized
9060762 | 3 | Ball Float | 2008-01-01 | no | 2008-01-01 | no | Currently in Use | Diesel | 6000 | Composite Double Walled | 2008-01-01 | Double-Walled Fiberglass | Pressurized
9060763 | 1 | [5 empty] | Removed from Ground | Gas (Historical Use) | 1000 | Bare Steel | 1960-01-01 | Bare Steel | Safe Suction (Euro)
9060764 | 1 | [5 empty] | Removed from Ground | Gas (Historical Use) | 2000 | Bare Steel | 1998-10-27 | Bare Steel
9060764 | 2 | [5 empty] | Removed from Ground | Gas (Historical Use) | 2000 | Bare Steel | 1998-10-27 | Bare Steel
9060764 | 3 | [5 empty] | Removed from Ground | Gas (Historical Use) | 2000 | Bare Steel | 1998-10-27 | Bare Steel
9060765 | 1 | [5 empty] | Permanently Out of Use - historical purposes | Gas (Historical Use) | 1000 | Bare Steel |  | Bare Steel | Suction (American)
9060766 | 1 | [5 empty] | Removed from Ground | Gas (Historical Use) | 1000 | Bare Steel | 1999-03-30 | Bare Steel | Suction (American)
9060767 | 1 | [5 empty] | Removed from Ground | Gas (Historical Use) | 0 | Not Marked/Unknown | 1970-01-01 | Not Marked
9060768 | 1 |  | 1999-01-18 |  | 1999-01-22 |  | Closed in Ground | Diesel | 1500 | Steel-Impressed Current | 1985-01-01 | Steel (Impressed Current) | Safe Suction (Euro)
9060768 | 2 |  | 1999-01-18 |  | 1991-06-01 |  | Removed from Ground | Diesel | 1000 | Steel-Impressed Current | 1983-01-01 | Fiberglass Reinforced Plastic | Safe Suction (Euro)
9060768 | 3 |  | 1999-01-18 |  | 1991-06-01 |  | Removed from Ground | Diesel | 1000 | Epoxy Double-Walled | 1991-06-18 | Fiberglass Reinforced Plastic | Suction (American)
9060768 | 4 |  | 1998-12-19 | no | 1998-12-19 | no | Currently in Use | Diesel | 15000 | Fiberglass Double Walled | 1998-09-14 | Fiberglass Reinforced Plastic | Pressurized
9060768 | 5 |  | 2001-04-05 | no | 2001-06-01 | no | Currently in Use | Diesel | 10000 | Fiberglass Double Walled | 2001-04-05 | Double-Walled Flex | Gravity Fed
9060769 | 1 | [5 empty] | Removed from Ground | Diesel | 1500 | Bare Steel | 1964-01-01 | Copper | Safe Suction (Euro)
9060770 | 1 | [5 empty] | Removed from Ground | Gas (Historical Use) | 2000 | Bare Steel | 1999-01-14 | Not Marked
9060770 | 2 | [5 empty] | Removed from Ground | Gas (Historical Use) | 1500 | Bare Steel | 1999-01-14 | Not Marked
9060771 | 1 | [5 empty] | Closed in Ground | Diesel | 500 | Not Marked/Unknown | 1999-03-04 | Not Marked
9060772 | 1 |  | 1998-05-30 |  | 1998-05-30 |  | Removed from Ground | Gas (Historical Use) | 15000 | Double Walled | 1998-05-30 | Fiberglass Reinforced Plastic | Pressurized
9060772 | 2 |  | 1998-05-30 |  | 1998-05-30 |  | Removed from Ground | Gas (Historical Use) | 15000 | Double Walled | 1998-05-30 | Fiberglass Reinforced Plastic | Pressurized
9060772 | 3 | Ball Float | 2008-01-01 | no | 2008-01-01 | no | Removed from Ground | Diesel | 10000 | Composite | 2008-01-01 | Double-Walled Fiberglass | Pressurized
9060773 | 1 |  | 1999-01-21 |  | 1999-01-21 |  | Removed from Ground | Diesel | 15000 | Fiberglass | 1999-01-21 | Double Walled | Safe Suction (Euro)
9060773 | 2 |  | 2003-08-22 | no | 2003-08-22 | no | Currently in Use | Diesel | 15000 | Composite | 2003-08-22 | Double Walled/Sec. Containment | Safe Suction (Euro)
9060774 | 1 |  | 1999-02-04 |  | 1999-02-04 |  | Currently in Use | Diesel | 6000 | Fiberglass | 1999-02-04 | Double Walled | Pressurized
9060775 | 1 | [5 empty] | Removed from Ground | Gas (Historical Use) | 6000 | Bare Steel | 1998-11-04 | Bare Steel | Suction (American)
9060775 | 2 |  |  | no |  | no | Removed from Ground | Gas (Historical Use) | 6000 | Bare Steel | 1998-11-04 | Bare Steel | Suction (American)
9060775 | 3 | [5 empty] | Removed from Ground | Gas (Historical Use) | 6000 | Bare Steel | 1998-11-04 | Bare Steel | Suction (American)
9060775 | 4 |  |  | yes |  | yes | Removed from Ground | Used Oil | 550 | Bare Steel | 1998-11-04 | Bare Steel | Suction (American)
9060775 | 5 |  | 2002-01-30 | no | 2002-01-30 | no | Currently in Use | Regular | 12000 | Epoxy | 2002-01-29 | Fiberglass Reinforced Plastic | Pressurized
9060775 | 6 | Ball Float | 2002-01-30 | no | 2002-01-30 | no | Currently in Use | Premium | 12000 | Epoxy | 2002-01-29 | Fiberglass Reinforced Plastic | Pressurized
9060776 | 1 | [5 empty] | Removed from Ground | Gas (Historical Use) | 1000 | Bare Steel | 1967-01-01 | Bare Steel | Safe Suction (Euro)
9060777 | 1 | [5 empty] | Removed from Ground | Diesel | 6000 | Bare Steel | 1999-04-16 | Bare Steel
9060778 | 1 |  | 1999-06-01 |  | 1999-06-01 |  | Removed from Ground | Diesel | 10000 | Composite | 1999-06-01 | Fiberglass Reinforced Plastic | Pressurized
9060779 | 1 |  | 1999-06-11 |  | 1999-06-11 |  | Currently in Use | Diesel | 5000 | Fiberglass Double Walled | 1999-06-04 | Fiberglass Reinforced Plastic | Suction (American)
9060780 | 1 | Ball Float | 1999-04-01 | no | 1999-04-01 | no | Currently in Use | Regular | 15000 | Fiberglass | 1988-02-01 |  | Pressurized
9060780 | 2 | Ball Float | 1999-04-01 | no | 1999-04-01 | no | Currently in Use | Premium | 10000 | Fiberglass | 1999-02-01 |  | Pressurized
9060780 | 3 | Ball Float | 1999-04-01 | no | 1999-04-01 | no | Currently in Use | Diesel | 8000 | Fiberglass | 1999-02-01 |  | Pressurized
9060781 | 1 | [5 empty] | Removed from Ground | Gas (Historical Use) | 1000 | Bare Steel | 1950-01-01 | Bare Steel | Suction (American)
9060782 | 1 |  |  | yes |  | yes | Removed from Ground | Used Oil | 3000 | Bare Steel | 1999-08-05 | Bare Steel | Safe Suction (Euro)
9060783 | 1 | [5 empty] | Closed in Ground | Gas (Historical Use) | 500 | Bare Steel | 1999-07-09 | Not Marked
9060783 | 2 | [5 empty] | Closed in Ground | Diesel | 500 | Bare Steel | 1999-07-09 | Not Marked
9060784 | 1 | [5 empty] | Removed from Ground | Diesel | 500 | Bare Steel | 1999-08-16 | Not Marked
9060784 | 2 | [5 empty] | Removed from Ground | Diesel | 500 | Bare Steel | 1999-08-16 | Not Marked
9060785 | 1 | [5 empty] | Removed from Ground | Gas (Historical Use) | 6000 | Marked Unknown | 1999-07-13 | Unknown
9060786 | 1 | Ball Float | 1999-05-01 | no | 1999-05-01 | no | Currently in Use | Regular | 12000 | Composite | 1999-05-01 | Flex | Pressurized
9060786 | 2 | Ball Float | 1999-05-01 | no | 1999-05-01 | no | Currently in Use | Premium | 10000 | Composite | 1999-05-01 | Flex | Pressurized
9060786 | 3 |  | 1999-05-01 | no | 1999-05-01 | no | Currently in Use | Diesel | 4000 | Composite | 1999-05-01 | Flex | Pressurized
9060787 | 1 | [5 empty] | Removed from Ground | Other | 500 | Marked Unknown | 1999-11-30 | Unknown
9060787 | 2 | [5 empty] | Removed from Ground | Other | 2000 | Marked Unknown | 1999-11-30 | Unknown
9060787 | 3 | [5 empty] | Permanently Out of Use - historical purposes | Other | 10000 | Marked Unknown |  | Unknown
9060788 | 1 | Ball Float | 1999-04-01 | no | 1999-04-01 | yes | Currently in Use | Premium | 8000 | Fiberglass | 1999-04-01 | Double-Walled Flex | Pressurized
9060788 | 2 |  | 1999-04-01 | no | 1999-04-01 | yes | Currently in Use | Regular | 10000 | Fiberglass | 1999-04-01 | Fiberglass Reinforced Plastic | Pressurized
9060788 | 3 | Ball Float | 1999-04-01 | no | 1999-04-01 | yes | Currently in Use | Diesel | 10000 | Fiberglass | 1999-04-01 | Fiberglass Reinforced Plastic | Pressurized
9060789 | 1 | [5 empty] | Removed from Ground | Diesel | 8900 | Bare Steel | 1999-06-22 | Bare Steel
9060790 | 1 | [5 empty] | Removed from Ground | Gas (Historical Use) | 1000 | Not Marked/Unknown | 1999-12-20 | Not Marked
9060791 | 2 | Flapper Valve | 1998-12-30 |  | 1998-12-30 |  | Temporarily out of use | Diesel | 2000 | Tank Jacket | 2001-01-01 | Secondary Containment | Safe Suction (Euro)
9060792 | 1 | [5 empty] | Removed from Ground | Diesel | 8000 | Bare Steel | 1998-02-01 | Unknown
9060792 | 2 | [5 empty] | Removed from Ground | Gas (Historical Use) | 0 | Marked Unknown |  | Bare Steel
9060792 | 3 | [5 empty] | Removed from Ground | Used Oil | 180 | Bare Steel | 2001-04-19 | Unknown
9060793 | 1 | [5 empty] | Removed from Ground | Diesel | 1000 | Not Marked/Unknown | 1999-08-10 | Not Marked
9060794 | 1 | [5 empty] | Removed from Ground | Gas (Historical Use) | 6000 | Marked Unknown | 1999-12-03 | Galvanized Steel | Safe Suction (Euro)
9060796 | 1 |  | 1995-09-01 |  | 1995-09-01 | yes | Removed from Ground | Gas (Historical Use) | 10000 | Fiberglass | 1995-09-01 | Fiberglass Reinforced Plastic | Suction (American)
9060798 | 809137 | Ball Float | 1999-07-26 |  | 1999-07-26 |  | Currently in Use | Gas (Historical Use) | 12000 | Epoxy | 1999-07-26 | Fiberglass Reinforced Plastic | Pressurized
9060798 | 809143 | Ball Float | 1999-07-26 |  | 1999-07-26 |  | Currently in Use | Gas (Historical Use) | 10000 | Epoxy | 1999-07-26 | Fiberglass Reinforced Plastic | Pressurized
9060799 | 1 | [5 empty] | Removed from Ground | Gas (Historical Use) | 3000 | Marked Unknown | 1972-01-01 | Unknown
9060800 | 1 |  |  | yes |  | yes | Removed from Ground | Used Oil | 8000 | Not Marked/Unknown | 1998-12-07 | Not Marked
9060801 | 1 | [5 empty] | Removed from Ground | Gas (Historical Use) | 10000 | Bare Steel | 1999-12-28 | Bare Steel | Suction (American)
9060801 | 2 | [5 empty] | Removed from Ground | Gas (Historical Use) | 10000 | Bare Steel | 1999-12-28 | Bare Steel | Suction (American)
9060802 | 1 |  | 1990-01-01 |  | 1990-01-01 |  | Currently in Use | Diesel | 550 | Fiberglass Double Walled | 1990-01-01 | Galvanized Steel | Suction (American)
9060803 | 1 | [5 empty] | Removed from Ground | Gas (Historical Use) | 5000 | Bare Steel |  | Bare Steel | Suction (American)
9060803 | 2 | [5 empty] | Removed from Ground | Gas (Historical Use) | 2000 | Bare Steel |  | Bare Steel | Suction (American)
9060803 | 3 | [5 empty] | Removed from Ground | Gas (Historical Use) | 3000 | Bare Steel |  | Bare Steel | Suction (American)
9060803 | 4 | [5 empty] | Removed from Ground | Gas (Historical Use) | 3000 | Bare Steel |  | Bare Steel | Suction (American)
9060803 | 5 | [5 empty] | Removed from Ground | Gas (Historical Use) | 10000 | Bare Steel |  | Bare Steel | Suction (American)
9060804 | 1 |  | 1999-08-01 |  | 1999-08-01 |  | Currently in Use | Gas (Historical Use) | 10000 | Epoxy | 1999-08-01 | Double Walled | Pressurized
9060804 | 2 |  | 1999-08-01 |  | 1999-08-01 |  | Currently in Use | Gas (Historical Use) | 10000 | Epoxy | 1999-08-01 | Double Walled | Pressurized
9060804 | 3 |  | 1999-08-01 |  | 1999-08-01 |  | Currently in Use | Gas (Historical Use) | 10000 | Epoxy | 1999-08-01 | Double Walled | Pressurized
9060804 | 4 |  | 1999-08-01 |  | 1999-08-01 |  | Currently in Use | Diesel | 6000 | Epoxy | 1999-08-01 | Double Walled | Pressurized
9060805 | 1 | Ball Float | 1999-05-30 |  | 1999-05-30 |  | Currently in Use | Gas (Historical Use) | 12000 | Fiberglass | 1999-05-24 | Double-Walled Flex | Pressurized
9060805 | 2 | Ball Float | 1999-05-30 |  | 1999-05-30 |  | Currently in Use | Gas (Historical Use) | 12000 | Fiberglass | 1999-05-24 | Double-Walled Flex | Pressurized
9060805 | 3 | Ball Float | 1999-05-30 |  | 1999-05-30 |  | Currently in Use | Diesel | 12000 | Fiberglass | 1999-05-24 | Double-Walled Flex | Pressurized
9060805 | 4A | Ball Float | 2003-10-23 | no | 2003-10-23 | no | Currently in Use | Diesel | 7000 | Composite | 2003-10-22 | Double Walled | Pressurized
9060805 | 4B | Ball Float | 2003-10-23 | no | 2003-10-23 | no | Currently in Use | Kerosene | 3000 | Composite | 2003-10-22 | Double Walled | Pressurized
9060806 | 1 | [5 empty] | Removed from Ground | Gas (Historical Use) | 2000 | Marked Unknown | 2000-01-25 | Bare Steel
9060806 | 2 | [5 empty] | Removed from Ground | Gas (Historical Use) | 2000 | Marked Unknown | 2000-01-25 | Bare Steel
9060806 | 3 | [5 empty] | Removed from Ground | Gas (Historical Use) | 550 | Marked Unknown | 2000-01-25 | Bare Steel
9060806 | 4 | [5 empty] | Removed from Ground | Gas (Historical Use) | 550 | Marked Unknown | 2000-01-25 | Bare Steel
9060806 | 5 | [5 empty] | Removed from Ground | Gas (Historical Use) | 550 | Marked Unknown | 2000-01-25 | Bare Steel
9060807 | 1 | [5 empty] | Removed from Ground | Gas (Historical Use) | 6000 | Bare Steel | 1998-11-01 | Bare Steel
9060807 | 2 | [5 empty] | Removed from Ground | Gas (Historical Use) | 1000 | Bare Steel | 1998-11-01 | Bare Steel
9060808 | 1 |  |  | yes |  | yes | Removed from Ground | Used Oil | 500 | Not Marked/Unknown | 1998-12-07 | Not Marked
9060808 | 2 |  |  | yes |  | yes | Removed from Ground | Used Oil | 1000 | Double Walled | 1999-01-01 | Fiberglass Reinforced Plastic
9060809 | 1 | [5 empty] | Removed from Ground | Empty | 550 | Bare Steel | 1999-11-29 | Unknown
9060809 | 2 | [5 empty] | Removed from Ground | Empty | 550 | Bare Steel | 1999-11-29 | Unknown
9060810 | 1 | [5 empty] | Permanently Out of Use - historical purposes | Gas (Historical Use) | 4000 | Bare Steel |  | Bare Steel | Safe Suction (Euro)
9060810 | 2 | [5 empty] | Permanently Out of Use - historical purposes | Gas (Historical Use) | 4000 | Bare Steel |  | Bare Steel | Safe Suction (Euro)
9060810 | 3 | [5 empty] | Permanently Out of Use - historical purposes | Diesel | 10000 | Bare Steel |  | Bare Steel | Safe Suction (Euro)
9060810 | 4 |  |  | yes |  | yes | Permanently Out of Use - historical purposes | Used Oil | 1000 | Bare Steel |  | Bare Steel | Safe Suction (Euro)
9060811 | 1 | [5 empty] | Removed from Ground | Diesel | 8000 | Cathodically Protected Steel | 1999-10-01 | Galvanized Steel | Safe Suction (Euro)
9060811 | 2 | [5 empty] | Removed from Ground | Gas (Historical Use) | 8000 | Cathodically Protected Steel | 1999-10-01 | Galvanized Steel | Safe Suction (Euro)
9060811 | 3 | [5 empty] | Removed from Ground | Gas (Historical Use) | 6000 | Cathodically Protected Steel | 1999-10-01 | Galvanized Steel | Safe Suction (Euro)
9060812 | 1 |  |  | yes |  | yes | Removed from Ground | Used Oil | 0 | Marked Unknown | 1990-01-01 | Unknown
9060812 | 2 | [5 empty] | Removed from Ground | Gas (Historical Use) | 0 | Marked Unknown | 1993-01-01 | Unknown
9060813 | 3 |  |  | yes |  | yes | Closed in Ground | Used Oil | 550 | Bare Steel | 1999-12-01 | Bare Steel | Gravity Fed
9060814 | 1 | [5 empty] | Removed from Ground | Gas (Historical Use) | 1000 | Bare Steel | 1956-01-01 | Not Marked
9060815 | 1 | [5 empty] | Removed from Ground | Diesel | 0 | Not Marked/Unknown | 1978-01-01 | Not Marked
9060816 | 1 | [5 empty] | Removed from Ground | Diesel | 1000 | Bare Steel | 2000-03-07 | Bare Steel
9060816 | 2 | [5 empty] | Removed from Ground | Diesel | 1000 | Bare Steel | 2000-03-07 | Bare Steel
9060816 | 3 | [5 empty] | Removed from Ground | Diesel | 1000 | Bare Steel | 2000-03-07 | Bare Steel
9060816 | 4 | [5 empty] | Removed from Ground | Diesel | 1500 | Bare Steel | 2000-03-07 | Bare Steel
9060817 | 1 | [5 empty] | Currently in Use | Empty | 0 | Not Marked/Unknown |  | Not Marked
9060818 | 1 |  | 2000-04-21 | no | 2000-04-21 | no | Currently in Use | Diesel | 30000 | Fiberglass Double Walled | 2000-04-09 | Fiberglass Reinforced Plastic | Suction (American)
9060820 | 1 |  | 2000-03-15 |  | 2000-03-15 |  | Currently in Use | Gas (Historical Use) | 10000 | Double Walled | 2000-02-15 | Double Walled | Pressurized
9060820 | 2 |  | 2000-03-15 |  | 2000-03-15 |  | Currently in Use | Gas (Historical Use) | 10000 | Double Walled | 2000-02-15 | Double Walled | Pressurized
9060820 | 3 |  | 2000-03-15 |  | 2000-03-15 |  | Currently in Use | Gas (Historical Use) | 10000 | Double Walled | 2000-02-15 | Double Walled | Pressurized
9060821 | 1 | [5 empty] | Removed from Ground | Other | 1000 | Bare Steel | 2000-06-16 | Unknown
9060821 | 2 | [5 empty] | Removed from Ground | Other | 4000 | Bare Steel | 2000-06-16 | Unknown
9060821 | 3 | [5 empty] | Removed from Ground | Other | 1000 | Bare Steel | 2000-06-16 | Unknown
9060822 | 1 |  | 1998-02-01 | no | 1998-02-01 | no | Currently in Use | Regular | 10000 | Fiberglass | 1998-05-01 | Double-Walled Fiberglass | Pressurized
9060822 | 2 |  | 1998-02-01 | no | 1998-02-01 | no | Currently in Use | Premium | 10000 | Fiberglass | 1998-05-01 | Double-Walled Fiberglass | Pressurized
9060823 | 1 | [5 empty] | Removed from Ground | Diesel | 12000 | Bare Steel | 1980-01-01 | Bare Steel
9060824 | 1 |  | 2000-06-01 |  | 2000-06-01 |  | Currently in Use | Gas (Historical Use) | 15000 | Fiberglass | 2000-06-01 | Fiberglass Reinforced Plastic | Pressurized
9060824 | 2 |  | 2000-06-01 |  | 2000-06-01 |  | Currently in Use | Gas (Historical Use) | 8000 | Fiberglass | 2000-06-01 | Fiberglass Reinforced Plastic | Pressurized
9060824 | 3 |  | 2000-06-01 |  | 2000-06-01 |  | Currently in Use | Gas (Historical Use) | 8000 | Fiberglass | 2000-06-01 | Fiberglass Reinforced Plastic | Pressurized
9060824 | 4 |  | 2000-06-01 |  | 2000-06-01 |  | Currently in Use | Diesel | 30000 | Fiberglass | 2000-06-01 | Fiberglass Reinforced Plastic | Pressurized
9060824 | 5 |  | 2000-06-01 |  | 2000-06-01 |  | Currently in Use | Diesel | 30000 | Fiberglass | 2000-06-01 | Fiberglass Reinforced Plastic | Pressurized
9060824 | 6 |  | 2000-06-01 |  | 2000-06-01 |  | Currently in Use | Gas (Historical Use) | 4000 | Fiberglass | 2000-06-01 | Fiberglass Reinforced Plastic | Pressurized
9060824 | 7 |  | 2000-06-01 |  | 2000-06-01 |  | Currently in Use | Diesel | 6000 | Fiberglass | 2000-06-01 | Fiberglass Reinforced Plastic | Pressurized
9060825 | 1 | [5 empty] | Removed from Ground | Other | 1000 | Bare Steel |  | Not Marked
9060826 | 1 | [5 empty] | Removed from Ground | Gas (Historical Use) | 2000 | Bare Steel | 1969-01-01 | Bare Steel | Safe Suction (Euro)
9060827 | 1 | [5 empty] | Removed from Ground | Gas (Historical Use) | 550 | Marked Unknown | 2000-08-14 | Galvanized Steel | Suction (American)
9060827 | 2 | [5 empty] | Removed from Ground | Gas (Historical Use) | 550 | Marked Unknown | 2000-08-14 | Galvanized Steel | Suction (American)
9060827 | 3 |  |  | no |  | no | Removed from Ground | Gas (Historical Use) | 550 | Unknown | 2006-06-13 | Unknown
9060827 | 4 |  |  | no |  | no | Removed from Ground | Not Marked/Tank Removed | 2000 | Unknown | 2006-06-23 | Unknown
9060827 | 5 |  |  | no |  | no | Removed from Ground | Not Marked/Tank Removed | 2000 | Unknown | 2006-06-23 | Unknown
9060828 | 1 | [5 empty] | Closed in Ground | Other | 500 | Not Marked/Unknown | 2000-01-11 | Not Marked
9060828 | 2 |  |  | no |  | no | Removed from Ground | Not Marked/Tank Removed | 7000 | Unknown | 2005-09-08 | Unknown
9060828 | 3 |  |  | no |  | no | Removed from Ground | Empty | 1000 | Bare Steel
9060828 | 4 |  |  | no |  | no | Removed from Ground | Empty | 750 | Bare Steel
9060829 | 1 | [5 empty] | Removed from Ground | Gas (Historical Use) | 8000 | Marked Unknown | 2000-01-05 | Unknown
9060830 | 1 | Ball Float | 2000-07-30 |  | 2000-07-30 |  | Currently in Use | Gas (Historical Use) | 12000 | Fiberglass | 2000-07-30 | Fiberglass Reinforced Plastic | Pressurized
9060830 | 2 | Ball Float | 2000-07-30 |  | 2000-07-30 |  | Currently in Use | Gas (Historical Use) | 8000 | Fiberglass | 2000-07-30 | Fiberglass Reinforced Plastic | Pressurized
9060830 | 3 | Ball Float | 2000-07-30 |  | 2000-07-30 |  | Currently in Use | Diesel | 4000 | Fiberglass | 2000-07-30 | Fiberglass Reinforced Plastic | Pressurized
9060831 | 1 | [5 empty] | Removed from Ground | Gas (Historical Use) | 5000 | Bare Steel | 1960-01-01 | Bare Steel | Safe Suction (Euro)
9060832 | 1 | [5 empty] | Removed from Ground | Empty | 0 | Bare Steel | 1999-02-01 | Bare Steel
9060832 | 2 | [5 empty] | Removed from Ground | Empty | 0 | Bare Steel | 1999-02-01 | Bare Steel
9060832 | 3 | [5 empty] | Removed from Ground | Empty | 0 | Bare Steel | 1999-02-01 | Bare Steel
9060833 | 1 | [5 empty] | Currently in Use | Diesel | 0 | Not Marked/Unknown |  | Not Marked
9060835 | 1 | Overfill Alarm | 1996-04-26 |  | 1996-04-26 |  | Removed from Ground | Gas (Historical Use) | 10000 | Fiberglass | 1996-01-26 | Double-Walled Fiberglass | Pressurized
9060836 | 1 |  | 2000-05-01 |  | 2000-05-01 |  | Currently in Use | Gas (Historical Use) | 20000 | Composite | 2000-05-01 | Double-Walled Flex | Pressurized
9060836 | 2 |  | 2000-05-01 |  | 2000-05-01 |  | Currently in Use | Gas (Historical Use) | 12000 | Composite | 2000-05-01 | Double-Walled Flex | Pressurized
9060836 | 3 |  | 2007-10-01 | no | 2007-10-01 | no | Currently in Use | Diesel | 10000 | Composite | 2007-10-01 | Double-Walled Flex | Pressurized
9060837 | 1 |  | 1997-12-30 |  | 1997-12-30 |  | Removed from Ground | Diesel | 275 | Cathodically Protected Steel | 1986-01-01 | Double Walled
9060838 | 1 | [5 empty] | Closed in Ground | Diesel | 7000 | Marked Unknown | 2000-12-18 | Not Marked
9060839 | 1 | Ball Float | 2000-08-30 |  | 2000-08-30 |  | Currently in Use | Diesel | 15000 | Composite | 2000-08-30 | Double-Walled Flex | Pressurized
9060840 | 1 | [5 empty] | Removed from Ground | Used Oil | 2000 | Marked Unknown | 2001-02-15 | Unknown
9060841 | 1 | [5 empty] | Removed from Ground | Diesel | 0 | Marked Unknown | 1988-01-01 | Unknown
9060841 | 2 | [5 empty] | Removed from Ground | Gas (Historical Use) | 0 | Marked Unknown | 1988-01-01 | Unknown
9060842 | 1 | [5 empty] | Removed from Ground | Gas (Historical Use) | 1500 | Bare Steel | 1951-01-01 | Bare Steel | Suction (American)
9060842 | 2 | [5 empty] | Removed from Ground | Other | 8000 | Marked Unknown | 1991-01-01 | Bare Steel | Suction (American)
9060842 | 3 |  |  | no |  | no | Removed from Ground | Diesel | 1500 | Bare Steel | 2004-02-18 | Unknown
9060843 | 1 | [5 empty] | Removed from Ground | Other | 0 | Marked Unknown |  | Unknown
9060844 | 1 | [5 empty] | Closed in Ground | Used Oil | 500 | Bare Steel | 2000-09-12 | Bare Steel | Gravity Fed
9060845 | 1 |  | 2000-12-01 |  | 2000-12-01 |  | Currently in Use | Gas (Historical Use) | 12000 | Epoxy | 2000-12-01 | Fiberglass Reinforced Plastic | Pressurized
9060845 | 2 |  | 2000-12-01 |  | 2000-12-01 |  | Currently in Use | Gas (Historical Use) | 10000 | Epoxy | 2000-12-01 | Fiberglass Reinforced Plastic | Pressurized
9060845 | 3 |  | 2000-12-01 |  | 2000-12-01 |  | Currently in Use | Diesel | 6000 | Epoxy | 2000-12-01 | Fiberglass Reinforced Plastic | Pressurized
9060846 | 1 | [5 empty] | Removed from Ground | Other | 0 | Bare Steel | 2001-03-28 | Unknown
9060847 | 1 | [5 empty] | Removed from Ground | Gas (Historical Use) | 1500 | Marked Unknown | 2001-04-23 | Unknown
9060848 | 1 |  | 2000-08-14 |  | 2000-04-14 |  | Removed from Ground | Diesel | 4000 | Double Walled | 2000-08-01 | Secondary Containment | Suction (American)
9060850 | 1 | Ball Float | 2000-12-01 | no | 2000-12-01 | no | Currently in Use | Regular | 15000 | Fiberglass | 2000-10-16 | Fiberglass Reinforced Plastic | Pressurized
9060850 | 2 | Ball Float | 2000-12-01 | no | 2000-12-01 | no | Currently in Use | Premium | 12000 | Fiberglass | 2000-10-16 | Fiberglass Reinforced Plastic | Pressurized
9060850 | 3 | Ball Float | 2000-12-01 | no | 2000-12-01 | no | Currently in Use | Diesel | 4000 | Fiberglass | 2000-10-16 | Fiberglass Reinforced Plastic | Pressurized
9060851 | 1 | [5 empty] | Removed from Ground | Diesel | 1000 | Bare Steel | 1997-06-19 | Bare Steel | Safe Suction (Euro)
9060851 | 2 | [5 empty] | Removed from Ground | Gas (Historical Use) | 1000 | Bare Steel | 1997-06-19 | Bare Steel | Safe Suction (Euro)
9060851 | 3 |  | 1997-07-02 |  | 1997-07-02 |  | Currently in Use | Gas (Historical Use) | 10000 | Galvanic (STIP-3) | 1997-06-19 | Double-Walled Flex | Pressurized
9060851 | 4 |  | 1997-07-02 |  | 1997-07-02 |  | Currently in Use | Diesel | 10000 | Galvanic (STIP-3) | 1997-06-19 | Double-Walled Flex | Pressurized
9060852 | 1 | [5 empty] | Removed from Ground | Diesel | 0 | Marked Unknown |  | Unknown
9060853 | 1 |  | 2000-11-10 |  | 2000-11-10 |  | Currently in Use | Diesel | 10000 | Fiberglass Double Walled | 2000-11-02 | Double Walled | Suction (American)
9060853 | 2 |  |  | no |  | no | Temporarily out of use | Diesel | 4000 | Unknown | 2015-01-15 | Unknown
9060854 | 1 |  | 2000-11-20 |  | 2000-11-20 |  | Currently in Use | Gas (Historical Use) | 12000 | Composite | 2000-11-01 | Double-Walled Fiberglass | Pressurized
9060854 | 2 |  | 2000-11-20 |  | 2000-11-20 |  | Currently in Use | Gas (Historical Use) | 12000 | Composite | 2000-11-01 | Double-Walled Fiberglass | Pressurized
9060854 | 3 |  | 2000-11-20 |  | 2000-11-20 |  | Currently in Use | Diesel | 8000 | Composite | 2000-11-01 | Double-Walled Fiberglass | Pressurized
9060855 | 1 | [5 empty] | Removed from Ground | Used Oil | 0 | Marked Unknown |  | Unknown
9060856 | 1 |  | 2001-02-01 |  | 2001-02-01 |  | Currently in Use | Gas (Historical Use) | 20000 | Fiberglass | 2001-01-01 | Fiberglass Reinforced Plastic | Pressurized
9060856 | 2 |  | 2001-02-01 |  | 2001-02-01 |  | Currently in Use | Gas (Historical Use) | 20000 | Fiberglass | 2001-01-01 | Fiberglass Reinforced Plastic | Pressurized
9060856 | 3 |  | 2001-02-01 |  | 2001-02-01 |  | Currently in Use | Gas (Historical Use) | 12000 | Fiberglass | 2001-01-01 | Fiberglass Reinforced Plastic | Pressurized
9060856 | 4A | Flapper Valve | 2017-12-19 | no | 2017-12-14 | no | Currently in Use | Regular | 10000 | Fiberglass Double Walled | 2017-12-08 | Double-Walled Flex | Pressurized
9060856 | 4B | Flapper Valve | 2017-12-19 | no | 2017-12-14 | no | Currently in Use | Diesel | 12000 | Fiberglass Double Walled | 2017-12-08 | Double-Walled Flex | Pressurized
9060857 | 1 | Ball Float | 2000-01-01 | no | 2000-01-01 | no | Currently in Use | Premium | 10000 | Fiberglass | 2000-01-01 | Double-Walled Fiberglass | Pressurized
9060858 | 1 | [5 empty] | Removed from Ground | Diesel | 500 | Bare Steel | 2001-11-13 | Bare Steel | Safe Suction (Euro)
9060859 | 1 | [5 empty] | Removed from Ground | Gas (Historical Use) | 2000 | Bare Steel | 2001-08-10 | Not Marked
9060860 | 1 | [5 empty] | Removed from Ground | Gas (Historical Use) | 0 | Marked Unknown | 1995-01-01 | Unknown
9060860 | X | [5 empty] | Removed from Ground | Diesel | 0 | Marked Unknown | 1995-01-01 | Unknown
9060861 | 1 | [5 empty] | Removed from Ground | Gas (Historical Use) | 0 | Not Marked/Unknown | 1975-01-01 | Not Marked
9060862 | 1 | [5 empty] | Removed from Ground | Gas (Historical Use) | 6000 | Bare Steel | 2001-10-16 | Unknown
9060863 | 1 | [5 empty] | Removed from Ground | Other | 15000 | Marked Unknown | 2001-10-17 | Unknown
9060864 | 1 | [5 empty] | Removed from Ground | Gas (Historical Use) | 6000 | Cathodically Protected Steel | 2001-11-28 | Unknown
9060864 | 2 | [5 empty] | Removed from Ground | Gas (Historical Use) | 6000 | Cathodically Protected Steel | 2001-11-28 | Unknown
9060864 | 3 | [5 empty] | Removed from Ground | Gas (Historical Use) | 6000 | Cathodically Protected Steel | 2001-11-28 | Unknown
9060865 | 1 | Ball Float | 2001-06-25 | no | 2001-06-25 | no | Currently in Use | Regular | 10000 | Fiberglass Double Walled | 2001-06-13 | Double-Walled Fiberglass | Pressurized
9060865 | 2 |  | 2001-06-25 | no | 2001-06-25 | no | Currently in Use | Regular | 10000 | Fiberglass Double Walled | 2001-06-13 | Double-Walled Fiberglass | Pressurized
9060865 | 3 |  | 2001-06-25 | no | 2001-06-25 | no | Currently in Use | Plus | 10000 | Fiberglass Double Walled | 2001-06-13 | Double-Walled Fiberglass | Pressurized
9060865 | 4 |  | 2001-06-25 | no | 2001-06-25 | no | Currently in Use | Premium | 10000 | Fiberglass Double Walled | 2001-06-13 | Double-Walled Fiberglass | Pressurized
9060867 | 1 | Flapper Valve | 1999-03-23 |  | 1999-03-23 |  | Currently in Use | Diesel | 10000 | Fiberglass Double Walled | 1999-03-23 | Fiberglass Reinforced Plastic | Pressurized
9060868 | 4 | Flapper Valve | 2011-10-20 | no | 2011-10-20 | no | Currently in Use | Ultrazol (Fuel Additive) | 1500 | Fiberglass Double Walled | 2011-10-20 | Double-Walled Fiberglass | Pressurized
9060868 | 87-1 |  | 1998-07-01 |  | 1998-07-01 |  | Currently in Use | Gas (Historical Use) | 20000 | Fiberglass Double Walled | 1998-07-01 | Fiberglass Reinforced Plastic | Pressurized
9060868 | 87-2 |  | 1998-07-01 |  | 1998-07-01 |  | Currently in Use | Gas (Historical Use) | 20000 | Fiberglass Double Walled | 1998-07-01 | Fiberglass Reinforced Plastic | Pressurized
9060868 | 92-3 |  | 1998-07-01 |  | 1998-07-01 |  | Currently in Use | Gas (Historical Use) | 20000 | Fiberglass Double Walled | 1998-07-01 | Fiberglass Reinforced Plastic | Pressurized
9060869 | 1 | Overfill Alarm | 2000-12-08 |  | 2000-12-08 |  | Currently in Use | Diesel | 20000 | Composite Double Walled | 2000-10-01 | Steel/FG Secondary containment | Suction (American)
9060869 | 2 | Overfill Alarm | 2000-12-08 | no | 2000-12-08 | no | Currently in Use | Diesel | 20000 | Composite Double Walled | 2000-10-01 | Steel/FG Secondary containment | Suction (American)
9060869 | 3 | Overfill Alarm | 2000-12-08 |  | 2000-12-08 |  | Currently in Use | Diesel | 20000 | Composite Double Walled | 2000-10-01 | Steel/FG Secondary containment | Suction (American)
9060869 | 4 | Overfill Alarm | 2000-12-08 |  | 2000-12-08 |  | Currently in Use | Diesel | 20000 | Composite Double Walled | 2000-10-01 | Steel/FG Secondary containment | Suction (American)
9060869 | 5 | Overfill Alarm | 2010-06-01 | no | 2010-06-01 | no | Currently in Use | Diesel | 10000 | Tank Jacket | 2010-05-01 | Double-Walled Fiberglass | Pressurized
9060869 | 6 | Overfill Alarm | 2010-06-01 | no | 2010-06-01 | no | Currently in Use | Diesel | 10000 | Tank Jacket | 2010-05-01 | Double-Walled Fiberglass | Pressurized
9060870 | 1 | Ball Float | 2002-01-25 |  | 2002-01-25 |  | Currently in Use | Gas (Historical Use) | 20000 | Fiberglass Double Walled | 2002-01-25 | Fiberglass Reinforced Plastic | Pressurized
9060870 | 2 | Ball Float | 2002-01-25 |  | 2002-01-25 |  | Currently in Use | Gas (Historical Use) | 12000 | Fiberglass Double Walled | 2002-01-25 | Fiberglass Reinforced Plastic | Pressurized
9060870 | 3 | Ball Float | 2002-01-25 |  | 2002-01-25 |  | Currently in Use | Diesel | 10000 | Fiberglass Double Walled | 2002-01-25 | Fiberglass Reinforced Plastic | Pressurized
9060871 | 1 | Overfill Alarm | 2000-11-09 | no | 2000-11-09 | no | Currently in Use | Regular | 20000 | Fiberglass Double Walled | 2000-11-09 | Double-Walled Fiberglass | Pressurized
9060871 | 2 | Ball Float | 2000-11-09 | no | 2000-11-09 | no | Currently in Use | Premium | 12000 | Fiberglass Double Walled | 2000-11-09 | Double-Walled Fiberglass | Pressurized
9060873 | 1 |  | 2002-01-01 | no | 2002-01-01 | no | Currently in Use | Regular | 12000 | Composite | 2002-01-01 |  | Pressurized
9060873 | 2 |  | 2002-01-01 | no | 2002-01-01 | no | Currently in Use | Premium | 10000 | Composite | 2002-01-01 |  | Pressurized
9060873 | 3 |  | 2002-01-01 | no | 2002-01-01 | no | Currently in Use | Diesel | 5000 | Composite | 2002-01-01 |  | Pressurized
9060874 | 1 | [5 empty] | Removed from Ground | Gas (Historical Use) | 3000 | Marked Unknown | 2002-03-19 | Unknown
9060874 | 2 | [5 empty] | Removed from Ground | Gas (Historical Use) | 3000 | Marked Unknown | 2002-03-19 | Unknown
9060874 | 3 | [5 empty] | Removed from Ground | Gas (Historical Use) | 3000 | Marked Unknown | 2002-03-19 | Unknown
9060874 | 4 | [5 empty] | Removed from Ground | Gas (Historical Use) | 6000 | Marked Unknown | 2002-03-19 | Unknown
9060874 | 5A | [5 empty] | Removed from Ground | Used Oil | 500 | Marked Unknown | 2002-03-19 | Unknown
9060874 | 5B | [5 empty] | Removed from Ground | Used Oil | 1000 | Marked Unknown | 2002-03-19 | Unknown
9060875 | 1 | Ball Float | 1998-12-15 | yes | 1998-12-15 |  | Temporarily out of use | Gas (Historical Use) | 15000 | Fiberglass Double Walled | 1998-11-15 | Double-Walled Flex | Pressurized
9060875 | 2 | Ball Float | 1998-12-15 | yes | 1998-12-15 |  | Temporarily out of use | Gas (Historical Use) | 15000 | Fiberglass Double Walled | 1998-11-15 | Double-Walled Flex | Pressurized
9064046 | 1 |  | 1998-12-01 |  | 1998-12-01 |  | Currently in Use | Gas (Historical Use) | 8000 | Cathodically Protected Steel | 1988-04-01 | Cathodically Protected | Pressurized
9064046 | 2 |  | 1998-12-01 |  | 1998-12-01 |  | Currently in Use | Gas (Historical Use) | 8000 | Cathodically Protected Steel | 1988-04-01 | Cathodically Protected | Pressurized
9064046 | 3 |  | 1998-12-01 |  | 1998-12-01 |  | Currently in Use | Gas (Historical Use) | 8000 | Cathodically Protected Steel | 1988-04-01 | Cathodically Protected | Pressurized
9064046 | 4 |  | 1998-12-01 |  | 1998-12-01 |  | Currently in Use | Diesel | 2000 | Cathodically Protected Steel | 1988-04-01 | Cathodically Protected | Suction (American)
9064046 | 5 |  | 1998-12-01 |  | 1998-12-01 |  | Currently in Use | Kerosene | 1000 | Cathodically Protected Steel | 1988-04-01 | Cathodically Protected | Suction (American)
9064189 | 1 | [5 empty] | Removed from Ground | Diesel | 1000 | Bare Steel | 1999-12-02 | Unknown
9067004 | 1 | [5 empty] | Removed from Ground | Gas (Historical Use) | 5000 | Bare Steel | 1993-08-25 | Bare Steel | Safe Suction (Euro)
9067004 | 2 | [5 empty] | Removed from Ground | Diesel | 5000 | Bare Steel | 1993-08-25 | Bare Steel | Safe Suction (Euro)
9067009 | 1 | Overfill Alarm | 1994-01-01 |  | 1992-01-01 |  | Currently in Use | Gas (Historical Use) | 12000 | Fiberglass | 1986-01-01 | Double-Walled Fiberglass | Pressurized
9067009 | 2 | Overfill Alarm | 1994-01-01 |  | 1992-01-01 |  | Currently in Use | Gas (Historical Use) | 10000 | Fiberglass | 1986-01-01 | Double-Walled Fiberglass | Pressurized
9067009 | 3 | Overfill Alarm | 1994-01-01 |  | 1992-01-01 |  | Currently in Use | Gas (Historical Use) | 10000 | Fiberglass | 1986-01-01 | Double-Walled Fiberglass | Pressurized
9067009 | 4 | Overfill Alarm | 1994-01-01 |  | 1992-01-01 |  | Currently in Use | Diesel | 8000 | Fiberglass | 1986-01-01 | Double-Walled Fiberglass | Pressurized
9067068 | 1 | Ball Float | 1991-10-22 | no | 1991-10-22 | no | Currently in Use | Regular | 12000 | Galvanic (STIP-3) | 1991-10-22 | Fiberglass Reinforced Plastic | Pressurized
9067068 | 2 | Ball Float | 1991-10-22 | no | 1991-10-22 | no | Currently in Use | Premium | 12000 | Galvanic (STIP-3) | 1991-10-22 | Fiberglass Reinforced Plastic | Pressurized
9067068 | 3 | Ball Float | 1991-10-22 | no | 1991-10-22 | no | Currently in Use | Diesel | 12000 | Galvanic (STIP-3) | 1991-10-22 | Fiberglass Reinforced Plastic | Pressurized
9067152 | 1 | [5 empty] | Removed from Ground | Gas (Historical Use) | 10000 | Bare Steel | 1971-01-01 | Galvanized Steel | Pressurized
9067152 | 2 | [5 empty] | Removed from Ground | Other | 6000 | Bare Steel | 1971-01-01 | Galvanized Steel | Pressurized
9067153 | 5 | [5 empty] | Removed from Ground | Other | 550 | Bare Steel | 1985-01-01 | Galvanized Steel | Suction (American)
9067157 | 3 | [5 empty] | Removed from Ground | Other | 1000 | Bare Steel | 1971-01-01 | Galvanized Steel | Gravity Fed
9067157 | 4 | [5 empty] | Removed from Ground | Gas (Historical Use) | 110 | Bare Steel | 1971-01-01 | Galvanized Steel | Gravity Fed
9067298 | 1 | [5 empty] | Removed from Ground | Other | 1000 | Not Marked/Unknown | 1996-11-25 | Not Marked
9067301 | 1 | Ball Float | 1996-10-01 |  | 1996-10-01 |  | Currently in Use | Gas (Historical Use) | 20000 | Composite | 1996-10-01 | Double Walled | Pressurized
9067301 | 2 | Ball Float | 1996-10-01 |  | 1996-10-01 |  | Currently in Use | Gas (Historical Use) | 12000 | Composite | 1996-10-01 | Flex | Pressurized
9067363 | 1 |  | 1999-02-01 |  | 1999-02-01 |  | Removed from Ground | Gas (Historical Use) | 12000 | Unknown | 1999-02-01 | Double Walled | Pressurized
9067363 | 2 |  | 1999-02-01 |  | 1999-02-01 |  | Removed from Ground | Gas (Historical Use) | 10000 | Unknown | 1999-02-01 | Double Walled | Pressurized
9067363 | 3A |  | 1999-02-01 |  | 1999-02-01 |  | Removed from Ground | Gas (Historical Use) | 6000 | Unknown | 1999-02-01 | Double Walled | Pressurized
9067363 | 3B |  | 1999-02-01 |  | 1999-02-01 |  | Removed from Ground | Diesel | 6000 | Unknown | 1999-02-01 | Double Walled | Pressurized
9067412 | 1 | Overfill Alarm | 2000-05-08 |  | 2000-05-08 |  | Currently in Use | Diesel | 15000 | Fiberglass Double Walled | 2000-02-04 | Double-Walled Fiberglass | Pressurized
9067412 | 2 | Overfill Alarm | 2000-05-08 |  | 2000-05-08 |  | Currently in Use | Gas (Historical Use) | 15000 | Fiberglass Double Walled | 2000-02-04 | Double-Walled Fiberglass | Pressurized
9069135 | 652576 | Ball Float | 1995-01-06 | no | 1995-01-06 | no | Currently in Use | Regular | 12000 | Fiberglass Double Walled | 1995-04-11 | Double-Walled Flex | Pressurized
9069135 | 652581 | Flapper Valve | 1995-01-06 | no | 1995-01-06 | no | Currently in Use | Kerosene | 2000 | Fiberglass Double Walled | 1995-04-11 | Double-Walled Flex | Suction (American)
9069135 | 666252 | Ball Float | 1995-01-06 | no | 1995-01-06 | no | Currently in Use | Premium | 12000 | Fiberglass Double Walled | 1995-04-11 | Double-Walled Flex | Pressurized
9075017 | 1 |  | 1998-03-01 |  | 1998-03-01 |  | Currently in Use | Gas (Historical Use) | 12000 | Fiberglass | 1988-01-01 | Fiberglass Reinforced Plastic | Pressurized
9075017 | 2 | Ball Float | 1998-03-01 | no | 1998-03-01 | no | Currently in Use | Premium | 10000 | Fiberglass | 1988-01-01 | Fiberglass Reinforced Plastic | Pressurized
9075017 | 3 |  | 1998-03-01 | no | 1998-03-01 | no | Currently in Use | Diesel | 10000 | Fiberglass | 1988-01-01 | Fiberglass Reinforced Plastic | Pressurized
9075094 | 1 | Ball Float | 1997-01-01 |  | 1997-01-01 |  | Temporarily out of use | Gas (Historical Use) | 12000 | Epoxy | 1997-01-01 | Fiberglass Reinforced Plastic | Pressurized
9075094 | 2 | Ball Float | 1997-01-01 |  | 1997-01-01 |  | Currently in Use | Gas (Historical Use) | 8000 | Epoxy | 1997-01-01 | Fiberglass Reinforced Plastic | Pressurized
9075230 | 1 |  | 1994-11-09 |  | 1994-11-09 |  | Currently in Use | Diesel | 2000 | Composite | 1994-11-09 | Fiberglass Reinforced Plastic | Safe Suction (Euro)
9076169 | 1 |  | 1988-08-01 |  | 1988-08-01 |  | Currently in Use | Diesel | 4000 | Fiberglass | 1988-08-01 | Fiberglass Reinforced Plastic | Pressurized
9076169 | 2 |  | 1988-08-01 |  | 1988-08-01 |  | Currently in Use | Gas (Historical Use) | 10000 | Fiberglass | 1988-08-01 | Fiberglass Reinforced Plastic | Pressurized
9076169 | 3 |  | 1988-08-01 |  | 1988-08-01 |  | Currently in Use | Gas (Historical Use) | 10000 | Fiberglass | 1988-08-01 | Fiberglass Reinforced Plastic | Pressurized
9076169 | 4 |  | 1988-08-01 |  | 1988-08-01 |  | Currently in Use | Gas (Historical Use) | 10000 | Fiberglass | 1988-08-01 | Fiberglass Reinforced Plastic | Pressurized
9080096 | 1 | [5 empty] | Removed from Ground | Diesel | 500 | Marked Unknown | 1998-10-02 | Not Marked
9089121 | 1 | [5 empty] | Removed from Ground | Diesel | 500 | Bare Steel | 1985-09-01 | Galvanized Steel
9092203 | 1 | Flapper Valve | 1985-11-08 | no | 1985-11-05 | no | Currently in Use | E-10 | 8000 | Galvanic (STIP-3) | 1985-11-08 | Double-Walled Fiberglass | Pressurized
9092203 | 2 | Flapper Valve | 1985-11-08 | no | 1985-11-08 | no | Currently in Use | E-10 | 8000 | Galvanic (STIP-3) | 1985-11-08 | Fiberglass Reinforced Plastic | Pressurized
9092203 | 3 | Flapper Valve | 1985-11-08 | no | 1985-11-08 | no | Currently in Use | Premium | 8000 | Galvanic (STIP-3) | 1985-11-08 | Double-Walled Fiberglass | Pressurized
9094060 | 1 | Ball Float | 1990-06-01 | no | 1990-06-01 | no | Currently in Use | E-10 | 8000 | Galvanic (STIP-3) | 1990-06-01 | Fiberglass Reinforced Plastic | Pressurized
9094060 | 2 | Ball Float | 1990-06-01 | no | 1990-06-01 | no | Currently in Use | E-10 | 8000 | Galvanic (STIP-3) | 1990-06-01 | Fiberglass Reinforced Plastic | Pressurized
9094060 | 3 | Ball Float | 1990-06-01 | no | 1990-06-01 | no | Currently in Use | E-10 | 8000 | Galvanic (STIP-3) | 1990-06-01 | Fiberglass Reinforced Plastic | Pressurized
9095071 | 1 | [5 empty] | Removed from Ground | Gas (Historical Use) | 2000 | Bare Steel | 1999-09-03 | Galvanized Steel | Suction (American)
9095071 | 2 | [5 empty] | Removed from Ground | Gas (Historical Use) | 1000 | Bare Steel | 1999-09-03 | Galvanized Steel | Suction (American)
9095071 | 3 | [5 empty] | Removed from Ground | Gas (Historical Use) | 560 | Bare Steel | 1999-09-03 | Galvanized Steel | Suction (American)
9100003 | 1 | [5 empty] | Removed from Ground | Gas (Historical Use) | 0 | Not Marked/Unknown | 1993-09-01 | Not Marked
9101052 | 1A |  | 2001-05-22 |  | 2001-05-22 |  | Currently in Use | Gas (Historical Use) | 5000 | Epoxy | 2001-05-15 | Fiberglass Reinforced Plastic | Pressurized
9101052 | 1B |  | 2001-05-22 | no | 2001-05-22 | no | Currently in Use | Gas (Historical Use) | 5000 | Epoxy | 2001-05-15 | Fiberglass Reinforced Plastic | Pressurized
9101052 | 2 |  | 2001-05-22 |  | 2001-05-22 |  | Currently in Use | Diesel | 4000 | Epoxy | 2001-05-15 | Fiberglass Reinforced Plastic | Pressurized
9108017 | 1 |  | 1987-01-01 |  | 1987-01-01 |  | Removed from Ground | Gas (Historical Use) | 1500 | Galvanic (STIP-3) | 1987-08-17 | Cathodically Protected | Suction (American)
9108017 | 2 |  | 1987-01-01 |  | 1987-01-01 |  | Removed from Ground | Diesel | 1500 | Galvanic (STIP-3) | 1987-01-01 | Cathodically Protected | Suction (American)
9108031 | 1 |  | 2002-01-14 |  | 2002-01-14 |  | Currently in Use | Gas (Historical Use) | 20000 | Double Walled | 2002-01-08 | Double Walled | Pressurized
9108031 | 2 |  | 2002-01-14 |  | 2002-01-14 |  | Currently in Use | Gas (Historical Use) | 20000 | Double Walled | 2002-01-08 | Double Walled | Pressurized
9108031 | 3 |  | 2002-01-14 |  | 2002-01-14 |  | Currently in Use | Gas (Historical Use) | 20000 | Double Walled | 2002-01-08 | Double Walled | Pressurized
9121064 | 1 | [5 empty] | Removed from Ground | Gas (Historical Use) | 2000 | Marked Unknown | 1998-12-17 | Fiberglass Reinforced Plastic | Suction (American)
9121115 | 1 | [5 empty] | Removed from Ground | Gas (Historical Use) | 10000 | Not Marked/Unknown | 1994-09-02 | Not Marked
9121115 | 2 | [5 empty] | Removed from Ground | Gas (Historical Use) | 10000 | Not Marked/Unknown | 1994-09-02 | Not Marked
9121178 | 34 | [5 empty] | Removed from Ground | Gas (Historical Use) | 12000 | Double Walled | 1998-05-02 | Double Walled | Pressurized
9121218 | 1 | Flapper Valve | 1999-01-19 | no | 1999-01-19 | no | Currently in Use | Regular | 20000 | Fiberglass Double Walled | 1998-12-03 | Fiberglass Reinforced Plastic | Pressurized
9121218 | 2 | Flapper Valve | 1999-01-19 | no | 1999-01-19 | no | Currently in Use | Premium | 12000 | Fiberglass Double Walled | 1998-12-03 | Fiberglass Reinforced Plastic | Pressurized
9124023 | 1 | [5 empty] | Removed from Ground | Diesel | 550 | Bare Steel | 1998-06-11 | Unknown
9130005 | 1A |  | 1993-07-10 |  | 1993-07-10 |  | Removed from Ground | Gas (Historical Use) | 8147 | Composite | 1986-06-01 | Fiberglass Reinforced Plastic | Pressurized
9130005 | 1B |  | 1993-07-10 |  | 1993-07-10 |  | Removed from Ground | Gas (Historical Use) | 4136 | Composite | 1986-06-01 | Fiberglass Reinforced Plastic | Pressurized
9140026 | 1A |  | 2001-04-01 |  | 2001-04-01 |  | Temporarily out of use | Gas (Historical Use) | 8000 | Composite | 2001-04-01 | Fiberglass Reinforced Plastic | Pressurized
9140026 | 1B |  | 2001-04-01 |  | 2001-04-01 |  | Temporarily out of use | Gas (Historical Use) | 4000 | Composite | 2001-04-01 | Fiberglass Reinforced Plastic | Pressurized
9147084 | 1 |  | 1999-04-15 |  | 1999-04-15 |  | Currently in Use | Gas (Historical Use) | 10000 | Fiberglass | 1999-04-15 | Fiberglass Reinforced Plastic | Pressurized
9147084 | 2 |  | 1999-04-15 |  | 1999-04-15 |  | Currently in Use | Gas (Historical Use) | 8000 | Fiberglass | 1999-04-15 | Fiberglass Reinforced Plastic | Pressurized
9147084 | 3 |  | 1999-04-15 |  | 1999-04-15 |  | Currently in Use | Diesel | 8000 | Fiberglass | 1999-04-15 | Fiberglass Reinforced Plastic | Pressurized
9147084 | 4 |  | 1999-04-15 |  | 1999-04-15 |  | Currently in Use | Kerosene | 1000 | Fiberglass | 1999-04-15 | Fiberglass Reinforced Plastic | Pressurized
9150008 | 1 |  | 1997-12-01 |  | 1997-12-01 |  | Currently in Use | E-10 | 8000 | Cathodically Protected Steel | 1976-01-01 | Fiberglass Reinforced Plastic | Pressurized
9150008 | 2 |  | 1997-12-01 |  | 1997-12-01 |  | Currently in Use | E-10 | 8000 | Cathodically Protected Steel | 1976-01-01 | Fiberglass Reinforced Plastic | Pressurized
9150008 | 3 |  | 1997-12-01 |  | 1997-12-01 |  | Currently in Use | Gas (Historical Use) | 4000 | Cathodically Protected Steel | 1987-01-01 | Fiberglass Reinforced Plastic | Pressurized
9160543 | 1 |  | 1989-08-16 |  | 1989-08-16 |  | Currently in Use | Diesel | 20000 | Fiberglass Double Walled | 1988-08-16 | Double-Walled Fiberglass | Suction (American)
9640172 | 1 | [5 empty] | Removed from Ground | Diesel | 2000 | Unknown | 1985-04-26 | Bare Steel | Gravity Fed
9640172 | 2 | Flapper Valve | 1998-08-20 | no | 1998-08-20 | no | Currently in Use | Diesel | 1000 | Fiberglass Double Walled | 1998-08-20 | Double-Walled Fiberglass | Safe Suction (Euro)
9640173 | 1 | Flapper Valve | 1998-08-20 | no | 1998-08-20 | no | Currently in Use | Diesel | 5000 | Fiberglass Double Walled | 1991-03-08 | Fiberglass Reinforced Plastic | Safe Suction (Euro)
9640174 | 1 | [5 empty] | Removed from Ground | Diesel | 1500 | Not Marked/Unknown |  | Not Marked
9640175 | 1 | [5 empty] | Removed from Ground | Gas (Historical Use) | 4000 | Not Marked/Unknown | 1996-09-24 | Not Marked
9640176 | 1 | [5 empty] | Removed from Ground | Empty | 250 | Bare Steel | 1998-06-18 | Bare Steel
9640176 | 2 | [5 empty] | Removed from Ground | Empty | 250 | Bare Steel | 1998-06-18 | Bare Steel
9640178 | 1 | Ball Float | 2000-07-01 | no | 2000-07-01 | no | Currently in Use | Premium | 30000 | Fiberglass Double Walled | 2000-07-27 | Fiberglass Reinforced Plastic | Pressurized
9640178 | 2 | Overfill Alarm | 2000-07-01 | no | 2000-07-01 | no | Currently in Use | Gas (Historical Use) | 12000 | Fiberglass Double Walled | 2000-07-27 | Fiberglass Reinforced Plastic | Pressurized
9640178 | 3 | Overfill Alarm | 2000-07-01 | no | 2000-07-01 | no | Currently in Use | Diesel | 12000 | Fiberglass Double Walled | 2000-07-27 | Fiberglass Reinforced Plastic | Pressurized
9640179 | M-830067 |  | 2001-08-28 |  | 2001-08-28 |  | Currently in Use | Diesel | 6000 | Tank Jacket | 2001-08-06 | Double-Walled Flex | Pressurized
9640180 | 1 |  | 2001-03-29 |  | 2001-03-29 |  | Currently in Use | Gas (Historical Use) | 12000 | Epoxy | 2001-03-26 | Flex | Pressurized
9640180 | 2 |  | 2001-03-29 |  | 2001-03-29 |  | Currently in Use | Gas (Historical Use) | 10000 | Epoxy | 2001-03-26 | Flex | Pressurized
9640180 | 3 |  | 2001-03-29 |  | 2001-03-29 |  | Currently in Use | Diesel | 8000 | Epoxy | 2001-03-26 | Flex | Pressurized
9640181 | 1 |  | 2001-04-25 |  | 2001-04-25 |  | Currently in Use | Gas (Historical Use) | 12000 | Fiberglass | 2001-04-23 | Fiberglass Reinforced Plastic | Pressurized
9640181 | 2 |  | 2001-04-25 |  | 2001-04-25 |  | Currently in Use | Gas (Historical Use) | 10000 | Fiberglass | 2001-04-23 | Fiberglass Reinforced Plastic | Pressurized
9640181 | 3 |  | 2001-04-25 |  | 2001-04-25 |  | Currently in Use | Diesel | 8000 | Fiberglass | 2001-04-23 | Fiberglass Reinforced Plastic | Pressurized
10000181 | 1 |  | 2001-01-01 | no | 2001-01-01 | no | Currently in Use | Diesel | 8000 | Fiberglass | 2001-01-01 | Fiberglass Reinforced Plastic | Safe Suction (Euro)
10000255 | 1 |  | 2003-01-01 | no | 2003-01-01 | no | Currently in Use | Diesel | 12000 | Cathodically Protected Steel | 2003-01-01 | Fiberglass Reinforced Plastic | Suction (American)
10000413 | 1 |  | 1994-01-01 | no | 1994-01-01 | no | Currently in Use | Diesel | 2500 | Fiberglass Double Walled | 1994-01-01
10000414 | 1 |  | 1986-02-01 | no | 1986-02-01 | no | Removed from Ground | Diesel | 550 | Fiberglass Double Walled | 1986-02-01 | Double-Walled Flex | Safe Suction (Euro)
10000415 | 1 |  |  | no |  | no | Removed from Ground | Diesel | 500 | Fiberglass Double Walled | 2004-03-24
10000416 | 1 |  | 1994-05-28 | no | 1994-05-28 | no | Temporarily out of use | Gas (Historical Use) | 12000 | Fiberglass Double Walled | 1994-01-01 | Double-Walled Flex | Pressurized
10000660 | 9096-A |  | 1989-05-07 | yes | 1989-05-07 | yes | Currently in Use | Used Oil | 500 | Composite | 1989-05-07 | Fiberglass Reinforced Plastic | Gravity Fed
10000660 | 9096-B |  | 1989-05-07 | yes | 1989-05-07 | yes | Currently in Use | Used Oil | 500 | Composite | 1989-05-07 | Fiberglass Reinforced Plastic | Gravity Fed
10000733 | 9177-A |  | 2004-08-01 | no | 2004-08-01 | no | Currently in Use | Gas (Historical Use) | 20000 | Fiberglass Double Walled | 2004-06-01 | Flex | Pressurized
10000733 | 9177-B |  | 2004-08-01 | no | 2004-08-01 | no | Currently in Use | Gas (Historical Use) | 15000 | Fiberglass Double Walled | 2004-06-01 | Secondary Containment | Pressurized
10000773 | 2914A |  | 2004-08-01 | yes | 2004-08-01 | no | Currently in Use | Used Oil | 1000 | Fiberglass Double Walled | 2004-08-01 | Double Walled | Gravity Fed
10000773 | 2914B |  | 2004-08-01 | yes | 2004-08-01 | no | Currently in Use | Used Oil | 1000 | Fiberglass Double Walled | 2004-08-01 | Double Walled | Gravity Fed
10000801 | 1 | Flapper Valve | 1999-02-20 | no | 1999-02-20 | no | Currently in Use | Gas (Historical Use) | 8000 | Composite | 1999-02-20 | Double-Walled Flex | Safe Suction (Euro)
10000970 | 2650 A |  | 2005-08-30 | no | 2005-03-08 | no | Currently in Use | Gas (Historical Use) | 20000 | Fiberglass Double Walled | 2005-02-18 | Double Walled/Sec. Containment | Pressurized
10000970 | 2650 B-1 |  | 2005-08-30 | no | 2005-03-08 | no | Currently in Use | Diesel | 10000 | Fiberglass Double Walled | 2005-02-18 | Double Walled/Sec. Containment | Pressurized
10000970 | 2650 C-1 |  | 2005-08-30 | no | 2005-03-08 | no | Currently in Use | Gas (Historical Use) | 10000 | Fiberglass Double Walled | 2005-02-18 | Double Walled/Sec. Containment | Pressurized
10000970 | 2650 D |  | 2005-08-30 | no | 2005-03-08 | no | Currently in Use | Other | 8000 | Fiberglass Double Walled | 2005-02-18 | Double Walled/Sec. Containment | Pressurized
10001299 | 953 | Overfill Alarm | 1995-03-01 | no | 1995-03-01 | no | Currently in Use | Diesel | 10000 | Fiberglass | 1982-01-01 | Fiberglass Reinforced Plastic | Safe Suction (Euro)
10001299 | 954 | Overfill Alarm | 1995-01-01 | no | 1995-01-01 | no | Currently in Use | Gas (Historical Use) | 1000 | Fiberglass | 1982-01-01 | Fiberglass Reinforced Plastic | Safe Suction (Euro)
10001520 | 1 |  | 2007-01-15 | no | 2007-01-15 | no | Currently in Use | Gas (Historical Use) | 20000 | Fiberglass Double Walled | 2006-12-10 | Double-Walled Fiberglass | Pressurized
10001520 | 2 |  | 2007-01-15 | no | 2007-01-15 | no | Currently in Use | Gas (Historical Use) | 15000 | Fiberglass Double Walled | 2006-12-10 | Double-Walled Fiberglass | Pressurized
10001627 | 2038-1 |  | 2016-08-19 | yes | 2012-08-21 | yes | Temporarily out of use | Used Oil | 500 | Fiberglass Double Walled | 2008-06-27 | Double-Walled Fiberglass | Gravity Fed
10001744 | 1A |  | 2009-03-01 | no | 2009-03-01 | no | Currently in Use | Gas (Historical Use) | 15000 | Fiberglass Double Walled | 2009-03-01 | Double-Walled Fiberglass | Pressurized
10001744 | 2B |  | 2009-03-01 | no | 2009-03-01 | no | Currently in Use | Gas (Historical Use) | 10000 | Fiberglass Double Walled | 2009-03-01 | Double-Walled Fiberglass | Pressurized
10001746 | 1 | Ball Float | 2009-03-01 | no | 2009-03-01 | no | Currently in Use | Gas (Historical Use) | 20000 | Fiberglass Double Walled | 2009-03-01 | Double-Walled Fiberglass | Pressurized
10001746 | 2 | Ball Float | 2009-03-01 | no | 2009-03-01 | no | Currently in Use | Gas (Historical Use) | 20000 | Fiberglass Double Walled | 2009-03-01 | Double-Walled Fiberglass | Pressurized
10001746 | 3 | Ball Float | 2009-03-01 | no | 2009-03-01 | no | Currently in Use | Gas (Historical Use) | 20000 | Fiberglass Double Walled | 2009-03-01 | Fiberglass Reinforced Plastic | Pressurized
10001747 | 1 | Ball Float | 2009-03-01 | no | 2009-03-01 | no | Currently in Use | Gas (Historical Use) | 12000 | Fiberglass Double Walled | 2009-01-01 | Double-Walled Fiberglass | Pressurized
10001749 | 1 | Flapper Valve | 2009-03-01 | no | 2009-03-01 | no | Currently in Use | Regular | 20000 | Fiberglass Double Walled | 2009-01-01 | Double-Walled Fiberglass | Pressurized
10001749 | 2 | Flapper Valve | 2009-03-01 | no | 2009-03-01 | no | Currently in Use | Regular | 20000 | Fiberglass Double Walled | 2009-01-01 | Double-Walled Fiberglass | Pressurized
10001752 | 1 | Flapper Valve | 2009-01-01 | no | 2009-01-01 | no | Currently in Use | Regular | 20000 | Fiberglass Double Walled | 2009-01-01 | Double-Walled Fiberglass | Pressurized
10001786 | 7506 |  | 2009-11-01 | no | 2009-11-01 | no | Currently in Use | Gas (Historical Use) | 20000 | Composite Double Walled | 2009-11-01 | Double-Walled Fiberglass | Pressurized
10001786 | 7507 |  | 2009-11-01 | no | 2009-11-01 | no | Currently in Use | Gas (Historical Use) | 20000 | Composite Double Walled | 2009-11-01 | Double-Walled Fiberglass | Pressurized
10001814 | 1 |  |  | no |  | no | Removed from Ground | Diesel | 1000 | Unknown | 2009-10-15
10001814 | 2 |  |  | no |  | no | Removed from Ground | Diesel | 1000 | Unknown | 2009-10-17
10001814 | 3 |  |  | no |  | no | Removed from Ground | Diesel | 1000 | Unknown | 2009-10-17
10001814 | 4 |  |  | no |  | no | Removed from Ground | Diesel | 1000 | Unknown | 2009-10-17
10001814 | 5 |  |  | no |  | no | Removed from Ground | Diesel | 2000 | Unknown | 2009-10-17
10001997 | 9137-A |  | 1995-08-01 | yes | 1995-08-01 | no | Temporarily out of use | Used Oil | 2500 | Fiberglass Double Walled | 1995-06-01 | Fiberglass Reinforced Plastic | Gravity Fed
10002230 | 1 |  | 2012-04-10 | no | 2012-04-10 | no | Currently in Use | Diesel | 25000 | Fiberglass Double Walled | 2011-11-22 | Double-Walled Fiberglass | Pressurized
10002230 | 2 |  | 2012-04-10 | no | 2012-04-10 | no | Currently in Use | Diesel | 25000 | Fiberglass Double Walled | 2011-11-22 | Double-Walled Fiberglass | Pressurized
10002230 | 3 |  | 2012-04-10 | no | 2012-04-10 | no | Currently in Use | Diesel | 30000 | Fiberglass Double Walled | 2011-11-22 | Double-Walled Fiberglass | Pressurized
10002238 | 1A | Ball Float | 2013-07-01 | no | 2013-03-12 | no | Currently in Use | Gas (Historical Use) | 14000 | Fiberglass Double Walled | 2013-01-25 | Double-Walled Fiberglass | Pressurized
10002238 | 1B |  | 2013-07-01 | no | 2013-03-12 | no | Currently in Use | Gas (Historical Use) | 10000 | Fiberglass Double Walled | 2013-01-25 | Double-Walled Fiberglass | Pressurized
10002238 | 2 | Ball Float | 2013-07-01 | no | 2013-03-12 | no | Currently in Use | Gas (Historical Use) | 15000 | Fiberglass Double Walled | 2013-01-25 | Double-Walled Fiberglass | Pressurized
10002248 | 1 |  |  | no |  | no | Removed from Ground | Used Oil | 600 | Bare Steel | 2013-08-23 | Bare Steel
10002267 | 39083 |  |  | no |  | no | Removed from Ground | Jet Fuel | 50000 | Unknown | 2013-02-13 | Unknown
10002267 | 39084 |  |  | no |  | no | Removed from Ground | Jet Fuel | 50000 | Unknown | 2013-02-13 | Unknown
10002267 | 39085 |  |  | no |  | no | Removed from Ground | Jet Fuel | 50000 | Unknown | 2013-02-13 | Unknown
10002267 | 39086 |  |  | no |  | no | Removed from Ground | Jet Fuel | 50000 | Unknown | 2013-02-13 | Unknown
10002267 | 39087 |  |  | no |  | no | Removed from Ground | Jet Fuel | 50000 | Unknown | 2013-01-25 | Unknown
10002267 | 39088 |  |  | no |  | no | Removed from Ground | Jet Fuel | 50000 | Unknown | 2013-02-19 | Unknown
10002267 | 39089 |  |  | no |  | no | Removed from Ground | Jet Fuel | 50000 | Unknown | 2013-02-19 | Unknown
10002267 | 39090 |  |  | no |  | no | Removed from Ground | Jet Fuel | 50000 | Unknown | 2013-02-19 | Unknown
10002267 | 39091 |  |  | no |  | no | Removed from Ground | Jet Fuel | 50000 | Unknown | 2013-02-19 | Unknown
10002267 | 39092 |  |  | no |  | no | Removed from Ground | Jet Fuel | 50000 | Unknown | 2013-02-19 | Unknown
10002287 | 1 |  | 2013-11-01 | no | 2014-01-15 | no | Currently in Use | Gas (Historical Use) | 20000 | Fiberglass Double Walled | 2013-10-14 | Double-Walled Fiberglass | Pressurized
10002287 | 2 |  | 2013-11-01 | no | 2014-01-15 | no | Currently in Use | Gas (Historical Use) | 10000 | Fiberglass Double Walled | 2013-10-14 | Double-Walled Fiberglass | Pressurized
10002287 | 3 |  | 2013-11-01 | no | 2014-01-15 | no | Currently in Use | Gas (Historical Use) | 14000 | Fiberglass Double Walled | 2013-10-14 | Double-Walled Fiberglass | Pressurized
10002404 | 1 |  | 2014-10-05 | no | 2014-10-05 | no | Currently in Use | Diesel | 20000 | Fiberglass Double Walled | 2014-07-15 | Double-Walled Fiberglass | Pressurized
10002404 | 2 |  | 2014-10-15 | no | 2014-10-05 | no | Temporarily out of use | Diesel | 20000 | Fiberglass Double Walled | 2014-07-15 | Double-Walled Fiberglass | Pressurized
10002404 | 3 |  | 2014-10-05 | no | 2014-10-05 | no | Temporarily out of use | Gas (Historical Use) | 20000 | Fiberglass Double Walled | 2014-07-15 | Double-Walled Fiberglass | Pressurized
10002404 | 4 |  | 2014-10-05 | no | 2014-10-05 | no | Temporarily out of use | Gas (Historical Use) | 20000 | Fiberglass Double Walled | 2014-07-15 | Double-Walled Fiberglass | Pressurized
10002449 | 1 |  |  | no |  | no | Removed from Ground | Jet Fuel | 50000 | Unknown | 2014-10-31 | Unknown
10002449 | 2 |  |  | no |  | no | Removed from Ground | Jet Fuel | 50000 | Unknown | 2014-10-31 | Unknown
10002449 | 3 |  |  | no |  | no | Removed from Ground | Jet Fuel | 50000 | Unknown | 2014-10-31 | Unknown
10002449 | 39119 |  |  | no |  | no | Removed from Ground | Jet Fuel | 50000 | Unknown | 2014-11-05 | Unknown
10002449 | 39120 |  |  | no |  | no | Removed from Ground | Jet Fuel | 50000 | Unknown | 2014-11-05 | Unknown
10002449 | 39121 |  |  | no |  | no | Removed from Ground | Jet Fuel | 50000 | Unknown | 2014-11-05 | Unknown
10002449 | 39122 |  |  | no |  | no | Removed from Ground | Jet Fuel | 50000 | Unknown | 2014-11-05 | Unknown
10002449 | 39123 |  |  | no |  | no | Removed from Ground | Jet Fuel | 50000 | Unknown | 2014-11-05 | Unknown
10002449 | 4 |  |  | no |  | no | Removed from Ground | Jet Fuel | 50000 | Unknown | 2014-10-31 | Unknown
10002449 | 5 |  |  | no |  | no | Removed from Ground | Jet Fuel | 50000 | Unknown | 2014-10-31 | Unknown
10002571 | 1 | Flapper Valve | 2016-05-06 | no | 2016-05-06 | no | Currently in Use | Gas (Historical Use) | 12000 | Fiberglass Double Walled | 2016-01-08 | Double-Walled Fiberglass | Pressurized
10002571 | 2 | Flapper Valve | 2016-05-06 | no | 2016-05-06 | no | Currently in Use | Gas (Historical Use) | 25000 | Fiberglass Double Walled | 2016-01-08 | Double-Walled Fiberglass | Pressurized
100035 | 1 | [5 empty] | Removed from Ground | Hazardous Substance | 3000 | Bare Steel | 1986-01-01 | Bare Steel
100040 | 1 | [5 empty] | Removed from Ground | Other | 7000 | Bare Steel | 1974-01-01 | Bare Steel
100040 | 2 | [5 empty] | Removed from Ground | Other | 1000 | Bare Steel | 1982-01-01 | Bare Steel
100040 | 3 | [5 empty] | Closed in Ground | Other | 500 | Bare Steel | 1985-01-01 | Bare Steel
100040 | 4 | [5 empty] | Removed from Ground | Other | 500 | Bare Steel | 1985-01-01 | Bare Steel
290121 | 1 | [5 empty] | Removed from Ground | Diesel | 1000 | Marked Unknown | 1968-05-11 | Unknown
290121 | 2 | [5 empty] | Removed from Ground | Gas (Historical Use) | 6000 | Bare Steel | 1976-05-09 | Galvanized Steel
290121 | 3 |  | 1996-11-01 |  | 1996-11-01 |  | Currently in Use | Gas (Historical Use) | 2500 | Double Walled | 1996-11-01 | Fiberglass Reinforced Plastic | Safe Suction (Euro)
290121 | 4 |  | 1996-11-01 |  | 1996-11-01 |  | Currently in Use | Diesel | 1000 | Double Walled | 1996-11-01 | Fiberglass Reinforced Plastic | Safe Suction (Euro)
290160 | 1 | [5 empty] | Removed from Ground | Diesel | 400 | Marked Unknown | 1968-05-11 | Unknown
290160 | 2 | [5 empty] | Removed from Ground | Gas (Historical Use) | 500 | Marked Unknown | 1968-05-11 | Unknown
290160 | 3 | [5 empty] | Removed from Ground | Gas (Historical Use) | 1000 | Marked Unknown | 1968-05-11 | Unknown
290160 | 4 | [5 empty] | Removed from Ground | Kerosene | 400 | Marked Unknown | 1968-05-11 | Unknown
290160 | 5 |  | 1996-11-01 |  | 1996-11-01 |  | Currently in Use | Gas (Historical Use) | 1000 | Fiberglass Double Walled | 1996-11-01 | Double-Walled Fiberglass | Safe Suction (Euro)
290160 | 6 |  |  | no |  | no | Removed from Ground | Diesel | 0 | Unknown | 1986-05-07 | Not Marked
290197 | 1 | [5 empty] | Removed from Ground | Diesel | 275 | Bare Steel | 1983-05-08 | Bare Steel
290197 | 2 |  | 1997-02-01 |  | 1997-02-01 |  | Removed from Ground | Diesel | 600 | Double Walled | 1997-02-20 | Fiberglass Reinforced Plastic | Safe Suction (Euro)
290198 | 1 | [5 empty] | Removed from Ground | Other | 250 | Bare Steel | 1980-05-08 | Unknown
290198 | 2 |  | 1996-12-01 |  | 1996-12-01 |  | Removed from Ground | Diesel | 600 | Double Walled | 1996-12-01 | Fiberglass Reinforced Plastic | Suction (American)
290199 | 1 | [5 empty] | Removed from Ground | Other | 560 | Marked Unknown | 1971-05-11 | Unknown
290199 | 2 |  | 1996-12-01 |  | 1996-12-01 |  | Removed from Ground | Diesel | 600 | Fiberglass Double Walled | 1996-12-01 | Fiberglass Reinforced Plastic | Safe Suction (Euro)
290200 | 1 |  |  | no |  | no | Removed from Ground | Diesel | 5000 | Bare Steel | 1970-05-11 | Bare Steel
290200 | 2 |  | 1996-12-01 | no | 1996-12-01 | no | Currently in Use | Diesel | 4000 | Fiberglass Double Walled | 1996-12-01 | Fiberglass Reinforced Plastic | Safe Suction (Euro)
290203 | 1 | [5 empty] | Removed from Ground | Diesel | 250 | Bare Steel | 1966-05-12 | Bare Steel
290204 | 1 | [5 empty] | Removed from Ground | Diesel | 250 | Bare Steel | 1971-05-11 | Bare Steel
290204 | 2 |  | 1997-01-01 |  | 1997-01-01 |  | Removed from Ground | Diesel | 600 | Fiberglass Double Walled | 1997-01-01 | Fiberglass Reinforced Plastic | Safe Suction (Euro)
290205 | 1 | [5 empty] | Removed from Ground | Gas (Historical Use) | 150 | Marked Unknown | 1962-05-13 | Unknown
290207 | 1 | [5 empty] | Removed from Ground | Diesel | 2000 | Bare Steel | 1975-05-10 | Bare Steel
290208 | 1 | [5 empty] | Removed from Ground | Diesel | 10000 | Marked Unknown | 1950-01-01 | Unknown
290208 | 2 | [5 empty] | Removed from Ground | Diesel | 9789 | Marked Unknown | 1950-01-01 | Unknown
290208 | 3 | [5 empty] | Removed from Ground | Diesel | 20000 | Marked Unknown | 1950-01-01 | Unknown
290209 | 1 | [5 empty] | Removed from Ground | Gas (Historical Use) | 500 | Marked Unknown | 1996-11-26 | Unknown
290209 | 2 | [5 empty] | Removed from Ground | Gas (Historical Use) | 500 | Marked Unknown | 1996-11-26 | Unknown
290209 | 3 | [5 empty] | Removed from Ground | Diesel | 500 | Marked Unknown | 1996-11-26 | Unknown
290209 | 4 |  |  | no |  | no | Removed from Ground | Diesel | 550 | Fiberglass Double Walled | 2014-06-02 | Unknown
290210 | 1 | [5 empty] | Removed from Ground | Diesel | 250 | Bare Steel | 1978-05-09 | Bare Steel
290210 | 2 |  | 1996-12-01 |  | 1996-12-01 |  | Currently in Use | Gas (Historical Use) | 600 | Fiberglass Double Walled | 1996-12-01 | Fiberglass Reinforced Plastic | Safe Suction (Euro)
290211 | 1 | [5 empty] | Removed from Ground | Gas (Historical Use) | 1000 | Bare Steel | 1962-05-13 | Galvanized Steel
290211 | 2 | [5 empty] | Removed from Ground | Gas (Historical Use) | 1500 | Bare Steel | 1962-05-13 | Galvanized Steel
290211 | 3 | [5 empty] | Removed from Ground | Gas (Historical Use) | 1000 | Bare Steel | 1962-05-13 | Galvanized Steel
290212 | 1 |  |  | no |  | no | Removed from Ground | Diesel | 10000 | Bare Steel | 1977-05-09 | Galvanized Steel
290212 | 2 |  |  | no |  | no | Removed from Ground | Diesel | 10000 | Bare Steel | 1969-05-11 | Galvanized Steel
290212 | 3 |  |  | no |  | no | Removed from Ground | Gas (Historical Use) | 10000 | Bare Steel | 1969-05-11 | Galvanized Steel
290212 | 4 |  |  | no |  | no | Removed from Ground | Gas (Historical Use) | 10000 | Bare Steel | 1969-05-11 | Galvanized Steel
290212 | 5 |  |  | yes |  | yes | Removed from Ground | Used Oil | 550 |  | 1994-11-07
290212 | 6 | Flapper Valve | 1996-10-01 | no | 1996-10-01 | no | Currently in Use | Gas (Historical Use) | 10000 | Fiberglass | 1996-10-01 | Double-Walled Fiberglass | Pressurized
290212 | 7 | Flapper Valve | 1996-10-01 | no | 1996-10-01 | no | Currently in Use | Diesel | 4000 | Fiberglass | 1996-10-01 | Double-Walled Fiberglass | Pressurized
290213 | 1 | [5 empty] | Removed from Ground | Gas (Historical Use) | 500 | Bare Steel | 1971-01-01 | Galvanized Steel
290213 | 2 | [5 empty] | Removed from Ground | Diesel | 0 | Marked Unknown | 2006-12-06 | Not Marked
290213 | 3 |  |  | no |  | no | Removed from Ground | Diesel | 1000 | Unknown | 2006-12-06 | Unknown
290214 | 1 | [5 empty] | Removed from Ground | Diesel | 2000 | Bare Steel | 1978-05-09 | Galvanized Steel
290214 | 2 | [5 empty] | Removed from Ground | Diesel | 3000 | Bare Steel | 1979-06-04 | Galvanized Steel
29026 | 1 | [5 empty] | Removed from Ground | Gas (Historical Use) | 460 | Bare Steel | 1964-05-12 | Bare Steel | Suction (American)
29026 | 2 | [5 empty] | Removed from Ground | Diesel | 460 | Bare Steel | 1964-05-12 | Bare Steel | Suction (American)
29202 | 1 | [5 empty] | Removed from Ground | Diesel | 1000 | Bare Steel | 1981-01-01 | Unknown
29202 | 2 |  |  | no |  | no | Removed from Ground | Diesel | 550 | Galvanic (STIP-3) | 2014-06-02 | Unknown
310016 | 17 | [5 empty] | Removed from Ground | Diesel | 10000 | Bare Steel | 1980-05-09 | Galvanized Steel
310016 | 18 | [5 empty] | Removed from Ground | Gas (Historical Use) | 10000 | Bare Steel | 1980-05-09 | Bare Steel
310016 | 3 | [5 empty] | Removed from Ground | Diesel | 10000 | Bare Steel | 1980-05-09 | Bare Steel
310016 | 381 |  | 1992-05-01 |  | 1992-05-01 |  | Currently in Use | Diesel | 12000 | Fiberglass | 1992-05-07 | Double-Walled Flex | Safe Suction (Euro)
310016 | 45 | [5 empty] | Removed from Ground | Gas (Historical Use) | 10000 | Bare Steel | 1980-01-01 | Bare Steel
310016 | 45-B |  | 1997-08-01 |  | 1997-08-01 |  | Removed from Ground | Gas (Historical Use) | 10000 | Double Walled | 1997-08-01 | Fiberglass Reinforced Plastic | Safe Suction (Euro)
310016 | 46 |  |  | yes |  | yes | Removed from Ground | Used Oil | 500 | Bare Steel | 1980-01-01 | Bare Steel
310099 | 1 | [5 empty] | Removed from Ground | Diesel | 550 | Bare Steel | 1976-04-23 | Copper | Safe Suction (Euro)
310100 | 1 | [5 empty] | Removed from Ground | Diesel | 2000 | Bare Steel | 1973-04-24 | Copper
310100 | 2 | Overfill Alarm | 1997-03-01 | no | 1997-03-01 | no | Removed from Ground | Diesel | 2500 | Fiberglass Double Walled | 1997-03-04 | Secondary Containment | Safe Suction (Euro)
310101 | 1 | [5 empty] | Removed from Ground | Diesel | 2000 | Bare Steel | 1965-04-26 | Copper
310102 | 1 | [5 empty] | Removed from Ground | Gas (Historical Use) | 550 | Bare Steel | 1961-04-27 | Copper
310103 | 1 | [5 empty] | Removed from Ground | Diesel | 550 | Bare Steel | 1977-04-23 | Copper
310104 | 1 | [5 empty] | Removed from Ground | Diesel | 2000 | Bare Steel | 1967-04-26 | Copper
310105 | 1 | [5 empty] | Removed from Ground | Diesel | 2000 | Bare Steel | 1975-04-24 | Copper
310106 | 1 | [5 empty] | Removed from Ground | Other | 12000 | Bare Steel | 1975-04-24 | Galvanized Steel
310107 | 1 | [5 empty] | Removed from Ground | Diesel | 550 | Bare Steel | 1976-04-23 | Copper
310108 | 1 | [5 empty] | Removed from Ground | Diesel | 1000 | Bare Steel | 1972-04-24 | Copper
310109 | 1 | [5 empty] | Permanently Out of Use - historical purposes | Diesel | 550 | Bare Steel | 1969-04-25 | Copper
310163 | 1 | [5 empty] | Removed from Ground | Diesel | 5000 | Bare Steel | 1965-01-01 | Copper | Suction (American)
310163 | 2 | [5 empty] | Removed from Ground | Diesel | 500 | Bare Steel | 1965-01-01 | Copper | Suction (American)
310165 | 1 | [5 empty] | Removed from Ground | Other | 50000 | Cathodically Protected Steel | 1980-03-28 | Bare Steel
310165 | 10 |  | 1998-12-01 |  | 1980-03-28 |  | Closed in Ground | Diesel | 4000 | Steel-Impressed Current | 1980-03-28 | Steel (Impressed Current) | Safe Suction (Euro)
310165 | 2 | [5 empty] | Removed from Ground | Other | 50000 | Cathodically Protected Steel | 1980-03-28 | Bare Steel | Suction (American)
310165 | 3 | [5 empty] | Removed from Ground | Other | 50000 | Cathodically Protected Steel | 1980-03-28 | Bare Steel
310165 | 4 | [5 empty] | Removed from Ground | Empty | 2000 | Fiberglass | 1980-03-28 | Bare Steel
310165 | 5 |  | 1998-12-01 | no | 1980-03-28 | no | Currently in Use | Diesel | 4000 | Steel-Impressed Current | 1980-03-28 | Steel (Impressed Current) | Suction (American)
310165 | 6 |  | 1998-12-01 |  | 1980-03-28 |  | Closed in Ground | Diesel | 1000 | Steel-Impressed Current | 1980-03-28 | Steel (Impressed Current) | Suction (American)
310165 | 7 |  | 1998-12-01 |  | 1980-03-28 |  | Removed from Ground | Diesel | 4000 | Steel-Impressed Current | 1980-03-28 | Steel (Impressed Current) | Safe Suction (Euro)
310165 | 8 |  | 1998-12-01 | no | 1980-03-28 | no | Closed in Ground | Diesel | 4000 | Steel-Impressed Current | 1980-03-28 | Steel (Impressed Current) | Safe Suction (Euro)
310165 | 9 |  | 1998-12-01 |  | 1980-03-28 |  | Closed in Ground | Diesel | 4000 | Steel-Impressed Current | 1980-03-28 | Steel (Impressed Current) | Safe Suction (Euro)
310172 | 1 | [5 empty] | Removed from Ground | Diesel | 9000 | Marked Unknown | 1940-01-01 | Unknown
310172 | 2 | [5 empty] | Removed from Ground | Diesel | 9000 | Marked Unknown | 1946-01-01 | Unknown
310172 | 3 | [5 empty] | Removed from Ground | Empty | 20000 | Not Marked/Unknown | 1991-01-01 | Not Marked
310172 | 4 | [5 empty] | Removed from Ground | Empty | 20000 | Not Marked/Unknown | 1991-01-01 | Not Marked
310225 | 38 | Overfill Alarm | 1997-11-01 |  | 1997-11-01 |  | Currently in Use | Gas (Historical Use) | 40000 | Composite | 1982-05-09 | Fiberglass Reinforced Plastic | Pressurized
310225 | 40 | Overfill Alarm | 1997-11-01 |  | 1997-11-01 |  | Currently in Use | Diesel | 40000 | Composite | 1982-05-09 | Fiberglass Reinforced Plastic | Pressurized
310225 | 41 | Overfill Alarm | 1997-11-01 |  | 1997-11-01 |  | Currently in Use | Gas (Historical Use) | 40000 | Composite | 1982-05-09 | Fiberglass Reinforced Plastic | Pressurized
310225 | 43 | Overfill Alarm | 1997-11-01 |  | 1997-11-01 |  | Currently in Use | Diesel | 10000 | Composite | 1982-05-09 | Fiberglass Reinforced Plastic | Pressurized
310225 | 390 |  |  | yes |  | yes | Closed in Ground | Used Oil | 2000 | Bare Steel | 1982-05-09 | Bare Steel
310238 | 8 | [5 empty] | Closed in Ground | Other | 2000 | Composite | 1981-05-09 | Bare Steel | Safe Suction (Euro)
310238 | 10 | Ball Float | 1996-03-01 |  | 1996-03-01 |  | Currently in Use | Diesel | 20000 | Fiberglass Double Walled | 1981-05-09 | Fiberglass Reinforced Plastic | Pressurized
310238 | 11 | Ball Float | 1996-03-01 |  | 1996-03-01 |  | Currently in Use | Diesel | 20000 | Fiberglass Double Walled | 1981-05-09 | Fiberglass Reinforced Plastic | Pressurized
310238 | 12 | Flapper Valve | 1996-03-01 |  | 1996-03-01 |  | Currently in Use | Diesel | 20000 | Fiberglass Double Walled | 1981-05-09 | Fiberglass Reinforced Plastic | Pressurized
310238 | 13 |  |  | yes |  | yes | Closed in Ground | Used Oil | 2000 | Composite | 1981-05-09 | Bare Steel | Safe Suction (Euro)
310238 | 950 | [5 empty] | Removed from Ground | Other | 2000 | Composite | 1981-05-09 | Bare Steel
330306 | 1A | [5 empty] | Closed in Ground | Gas (Historical Use) | 1000 | Bare Steel | 1958-04-25 | Unknown | Suction (American)
330307 | 5A | [5 empty] | Removed from Ground | Gas (Historical Use) | 1000 | Bare Steel | 1983-04-19 | Unknown
330307 | 5B |  |  | yes |  | yes | Removed from Ground | Used Oil | 250 | Bare Steel | 1983-04-19 | Unknown
330308 | 17 | [5 empty] | Removed from Ground | Gas (Historical Use) | 8000 | Bare Steel | 1959-04-25 | Unknown
330308 | 17A |  | 1993-05-01 |  | 1993-05-01 |  | Removed from Ground | Diesel | 1000 | Double Walled | 1993-01-07 | Fiberglass Reinforced Plastic | Pressurized
330308 | 17B |  | 1993-05-01 |  | 1993-05-01 |  | Removed from Ground | Kerosene | 1000 | Double Walled | 1993-01-07 | Fiberglass Reinforced Plastic | Pressurized
330308 | 17C |  | 1993-05-01 |  | 1993-05-01 |  | Removed from Ground | Gas (Historical Use) | 6000 | Double Walled | 1993-01-07 | Fiberglass Reinforced Plastic | Pressurized
330309 | 70A | [5 empty] | Removed from Ground | Gas (Historical Use) | 10000 | Bare Steel | 1958-04-25 | Bare Steel | Suction (American)
330310 | 71A | [5 empty] | Removed from Ground | Diesel | 15000 | Bare Steel | 1958-04-25 | Unknown
330310 | 71B | [5 empty] | Removed from Ground | Diesel | 15000 | Bare Steel | 1958-04-25 | Unknown
330310 | 71C |  |  | yes |  | yes | Removed from Ground | Used Oil | 3000 | Bare Steel | 1958-04-25 | Bare Steel | Suction (American)
330310 | 71D |  |  | yes | 1991-07-13 | yes | Removed from Ground | Used Oil | 4000 | Double Walled | 1991-06-20 | Not Marked
330310 | 71E |  |  | no |  | no | Removed from Ground | Diesel | 15000 | Double Walled | 1991-06-20
330310 | 71F |  |  | no |  | no | Removed from Ground | Diesel | 15000 | Double Walled | 1991-06-20
330311 | 74A | [5 empty] | Removed from Ground | Diesel | 2000 | Bare Steel | 1961-04-24 | Bare Steel | Suction (American)
330312 | 85A | [5 empty] | Removed from Ground | Gas (Historical Use) | 6000 | Bare Steel | 1961-04-24 | Unknown
330312 | 85B | [5 empty] | Removed from Ground | Gas (Historical Use) | 6000 | Bare Steel | 1961-04-24 | Unknown
330312 | 85C | [5 empty] | Removed from Ground | Gas (Historical Use) | 10000 | Bare Steel | 1961-04-24 | Unknown
330312 | 85D |  |  | yes |  | yes | Removed from Ground | Used Oil | 275 | Bare Steel | 1961-04-24 | Unknown
330313 | 550A | [5 empty] | Removed from Ground | Other | 550 | Bare Steel | 1973-04-21 | Unknown
330313 | 550C |  | 1991-05-16 | no | 1991-05-16 | no | Removed from Ground | Diesel | 550 | Fiberglass Double Walled | 1991-05-16 | Double Walled | Suction (American)
330314 | 655A | [5 empty] | Removed from Ground | Diesel | 550 | Bare Steel | 1952-04-26 | Unknown
330314 | 655B | [5 empty] | Removed from Ground | Gas (Historical Use) | 275 | Bare Steel | 1952-04-26 | Unknown | Suction (American)
330315 | 1101A | [5 empty] | Removed from Ground | Diesel | 5000 | Bare Steel | 1962-04-24 | Unknown | Suction (American)
330315 | 1101B | [5 empty] | Removed from Ground | Other | 2000 | Bare Steel | 1962-04-24 | Unknown
330316 | 1104A | [5 empty] | Permanently Out of Use - historical purposes | Diesel | 1000 | Bare Steel | 1966-04-23 | Bare Steel | Suction (American)
330511 | B-64 | [5 empty] | Removed from Ground | Other | 1000 | Concrete | 1968-05-12 | Not Marked
330511 | L-1 | [5 empty] | Removed from Ground | Diesel | 3000 | Bare Steel | 1961-05-14 | Bare Steel
330511 | L-10 | [5 empty] | Removed from Ground | Gas (Historical Use) | 12000 | Bare Steel | 1980-05-09 | Bare Steel
330511 | L-13 | [5 empty] | Removed from Ground | Other | 2000 | Bare Steel | 1970-05-12 | Bare Steel
330511 | L-14 | [5 empty] | Removed from Ground | Gas (Historical Use) | 12000 | Bare Steel | 1968-05-12 | Bare Steel
330511 | L-15 | [5 empty] | Removed from Ground | Empty | 30000 | Bare Steel | 1968-05-12 | Bare Steel
330511 | L-16 | [5 empty] | Removed from Ground | Hazardous Substance | 12000 | Bare Steel | 1968-05-12 | Bare Steel
330511 | L-17 | [5 empty] | Removed from Ground | Diesel | 2000 | Bare Steel | 1968-05-12 | Bare Steel
330511 | L-24 | [5 empty] | Removed from Ground | Gas (Historical Use) | 10000 | Bare Steel | 1966-05-13 | Bare Steel
330511 | L-25 | [5 empty] | Removed from Ground | Other | 35000 | Bare Steel | 1969-05-12 | Bare Steel
330511 | L-30 | [5 empty] | Removed from Ground | Diesel | 550 | Bare Steel | 1981-05-09 | Bare Steel
330511 | L-31 | [5 empty] | Removed from Ground | Other | 10000 | Fiberglass | 1974-05-11 | Bare Steel
330511 | L-32 | [5 empty] | Removed from Ground | Other | 10000 | Fiberglass | 1974-05-11 | Bare Steel
330511 | L-33 | [5 empty] | Closed in Ground | Other | 10000 | Fiberglass | 1981-05-09 | Bare Steel
330511 | L-34 | [5 empty] | Removed from Ground | Other | 10000 | Fiberglass | 1981-05-09 | Bare Steel
330511 | L-35 | [5 empty] | Removed from Ground | Gas (Historical Use) | 500 | Bare Steel | 1943-05-19 | Bare Steel
330511 | L-5 | [5 empty] | Removed from Ground | Hazardous Substance | 5000 | Bare Steel | 1971-05-12 | Bare Steel
330511 | L-6 | [5 empty] | Removed from Ground | Hazardous Substance | 5000 | Bare Steel | 1971-05-12 | Bare Steel
330511 | L-7 | [5 empty] | Removed from Ground | Hazardous Substance | 10000 | Bare Steel | 1971-05-12 | Bare Steel
330511 | L-8 | [5 empty] | Removed from Ground | Other | 12000 | Bare Steel | 1961-05-14 | Bare Steel
330511 | L-9 | [5 empty] | Removed from Ground | Gas (Historical Use) | 12000 | Bare Steel | 1980-05-09 | Bare Steel
4030016 | 1 | [5 empty] | Removed from Ground | Gas (Historical Use) | 537 | Bare Steel | 1949-04-25 | Galvanized Steel
4030017 | 1 | [5 empty] | Removed from Ground | Gas (Historical Use) | 500 | Bare Steel | 1958-04-25 | Copper | Safe Suction (Euro)
4050002 | 1 | [5 empty] | Removed from Ground | Gas (Historical Use) | 10000 | Bare Steel | 1976-01-29 | Galvanized Steel
4050002 | 2 |  | 1997-01-02 |  | 1997-01-02 |  | Currently in Use | Gas (Historical Use) | 10000 | Cathodically Protected Steel | 1988-04-01 | Fiberglass Reinforced Plastic | Pressurized
4050002 | 3 | [5 empty] | Removed from Ground | Diesel | 12000 | Bare Steel | 1979-01-01 | Bare Steel
4050002 | 4 | [5 empty] | Removed from Ground | Diesel | 10000 | Marked Unknown | 1996-10-31 | Unknown | Suction (American)
4050002 | 5 |  | 1997-01-01 |  | 1997-01-01 |  | Currently in Use | Diesel | 6000 | Double Walled | 1988-04-01 | Fiberglass Reinforced Plastic | Pressurized
4110262 | ATCT | [5 empty] | Removed from Ground | Gas (Historical Use) | 500 | Bare Steel | 1976-05-05 | Unknown
4110265 | MCN-VOR | [5 empty] | Removed from Ground | Gas (Historical Use) | 500 | Bare Steel | 1951-05-06 | Unknown
4200021 | 3020-01 |  | 1998-01-28 |  | 1995-02-02 |  | Removed from Ground | Gas (Historical Use) | 10000 | Fiberglass | 1986-01-01 | Fiberglass Reinforced Plastic | Suction (American)
4200021 | 3020-02 |  | 1998-01-28 |  | 1995-02-02 |  | Removed from Ground | Gas (Historical Use) | 10000 | Fiberglass | 1986-01-01 | Fiberglass Reinforced Plastic | Suction (American)
4200021 | 3020-03 |  | 1998-01-28 |  | 1995-02-02 |  | Removed from Ground | Diesel | 10000 | Fiberglass | 1986-01-01 | Fiberglass Reinforced Plastic | Suction (American)
4200021 | 3020-04 |  |  | yes |  | yes | Removed from Ground | Used Oil | 1000 | Bare Steel | 1986-01-01 | Fiberglass Reinforced Plastic | Gravity Fed
4200021 | 3020-05 |  |  | yes |  | yes | Removed from Ground | Used Oil | 550 | Fiberglass | 1986-01-01 | Galvanized Steel | Gravity Fed
4200021 | 3020-06 |  | 1999-07-16 | yes |  | yes | Temporarily out of use | Used Oil | 1000 | Fiberglass Double Walled | 1998-02-15 | Double Walled | Gravity Fed
4200021 | 3020-07 |  | 1999-07-16 | yes |  | yes | Temporarily out of use | Used Oil | 600 | Fiberglass Double Walled | 1998-02-15 | Double Walled | Gravity Fed
4200021 | 3020-08 |  | 1999-07-16 |  | 1999-07-16 |  | Currently in Use | Gas (Historical Use) | 10000 | Double Walled | 1999-07-16 | Double Walled | Pressurized
4200021 | 3020-09 |  | 1999-07-16 |  | 1999-07-16 |  | Currently in Use | Gas (Historical Use) | 10000 | Double Walled | 1999-07-16 | Double Walled | Pressurized
4200021 | 3020-10 |  | 1999-07-16 |  | 1999-07-16 |  | Currently in Use | Diesel | 10000 | Double Walled | 1999-07-16 | Double Walled | Pressurized
4250339 | 1 | [5 empty] | Removed from Ground | Diesel | 1000 | Bare Steel | 1976-04-01 | Bare Steel
4250497 | 1 | [5 empty] | Removed from Ground | Diesel | 2000 | Bare Steel | 1976-04-01 | Bare Steel | Suction (American)
4250498 | 1 | [5 empty] | Removed from Ground | Diesel | 500 | Bare Steel | 1976-04-01 | Bare Steel | Suction (American)
4250499 | 1 | [5 empty] | Removed from Ground | Gas (Historical Use) | 515 | Bare Steel | 1976-04-01 | Bare Steel
4250500 | 1 | [5 empty] | Removed from Ground | Gas (Historical Use) | 1000 | Bare Steel | 1969-04-01 | Bare Steel
4250501 | 1 | [5 empty] | Removed from Ground | Gas (Historical Use) | 515 | Bare Steel | 1957-04-01 | Bare Steel
4440190 | 1 |  |  | yes |  | yes | Closed in Ground | Used Oil | 4000 | Fiberglass | 1978-03-17 | Unknown
4440190 | 2 | [5 empty] | Closed in Ground | Gas (Historical Use) | 2000 | Fiberglass | 1978-03-17 | Unknown
570175 | 1 | [5 empty] | Removed from Ground | Gas (Historical Use) | 10000 | Bare Steel | 1980-03-11 | Unknown
570175 | 2 |  | 1998-01-01 |  | 1998-01-01 |  | Currently in Use | Diesel | 10000 | Cathodically Protected Steel | 1980-03-11 | Cathodically Protected
570176 | 1 | [5 empty] | Closed in Ground | Gas (Historical Use) | 10000 | Bare Steel | 1956-03-17 | Galvanized Steel
570176 | 2 |  | 1998-01-01 |  | 1998-01-01 |  | Currently in Use | Gas (Historical Use) | 10000 | Cathodically Protected Steel | 1979-03-12 | Cathodically Protected
570176 | 3 | [5 empty] | Permanently Out Of Use | Diesel | 10000 | Cathodically Protected Steel | 1971-03-14 | Galvanized Steel
570176 | 4 | [5 empty] | Removed from Ground | Gas (Historical Use) | 4000 | Fiberglass | 1984-03-10 | Galvanized Steel
570176 | 5 | [5 empty] | Removed from Ground | Diesel | 10000 | Bare Steel | 1967-03-15 | Galvanized Steel
570176 | 6 |  |  | yes |  | yes | Removed from Ground | Used Oil | 2000 | Bare Steel | 1963-03-16 | Galvanized Steel
600009 | 1 | [5 empty] | Removed from Ground | Empty | 5000 | Fiberglass | 1978-05-01 | Fiberglass Reinforced Plastic | Pressurized
600009 | 2 | [5 empty] | Removed from Ground | Diesel | 12000 | Fiberglass | 1978-05-01 | Fiberglass Reinforced Plastic | Pressurized
600009 | 3 | [5 empty] | Removed from Ground | Empty | 12000 | Fiberglass | 1978-05-01 | Fiberglass Reinforced Plastic | Pressurized
600009 | 4 | [5 empty] | Removed from Ground | Empty | 12000 | Fiberglass | 1978-05-01 | Fiberglass Reinforced Plastic | Pressurized
600009 | 5 | [5 empty] | Removed from Ground | Diesel | 25000 | Bare Steel | 1972-05-02 | Galvanized Steel
600009 | 6 | [5 empty] | Removed from Ground | Other | 25000 | Bare Steel | 1972-05-02 | Galvanized Steel
600009 | 7 |  |  | yes |  | yes | Permanently Out of Use - historical purposes | Used Oil | 1000 |  |  | Not Marked
600164 | 1 | [5 empty] | Removed from Ground | Gas (Historical Use) | 12033 | Cathodically Protected Steel | 1982-03-28 | Bare Steel | Safe Suction (Euro)
600164 | 2 | [5 empty] | Removed from Ground | Diesel | 6110 | Bare Steel | 1982-03-28 | Bare Steel | Safe Suction (Euro)
600164 | 3 |  |  | yes |  | yes | Removed from Ground | Used Oil | 1020 | Bare Steel | 1982-03-28 | Bare Steel | Safe Suction (Euro)
600164 | 4 |  | 1998-08-05 |  | 1998-08-05 |  | Removed from Ground | Diesel | 6000 | Double Walled | 1994-09-09 | Fiberglass Reinforced Plastic | Suction (American)
600164 | 5 |  | 1998-08-05 |  | 1998-08-05 |  | Removed from Ground | E-10 | 12000 | Double Walled | 1994-09-09 | Fiberglass Reinforced Plastic | Suction (American)
600164 | 6 |  | 1994-09-09 | yes | 1994-09-23 | yes | Removed from Ground | Used Oil | 1000 | Double Walled | 1994-09-23 | Double Walled | Safe Suction (Euro)
600164 | 7 |  | 2008-08-05 | no | 2008-08-05 | no | Currently in Use | Gas (Historical Use) | 4000 | Fiberglass Double Walled | 2008-08-05 | Double-Walled Fiberglass | Safe Suction (Euro)
600164 | 8 |  | 2008-08-05 | no | 2008-08-05 | no | Currently in Use | Diesel | 2500 | Fiberglass Double Walled | 2008-08-05 | Double-Walled Fiberglass | Safe Suction (Euro)
600167 | 2 |  | 1980-01-01 | no | 2014-08-18 | no | Temporarily out of use | Empty | 1500 | Bare Steel | 1980-01-01 | Steel (Impressed Current) | Suction (American)
60029 | 1 | [5 empty] | Removed from Ground | Gas (Historical Use) | 1000 | Bare Steel | 1972-01-01 | Bare Steel
60029 | 2 | [5 empty] | Removed from Ground | Diesel | 2000 | Bare Steel | 1972-01-05 | Bare Steel
60029 | 3 | [5 empty] | Removed from Ground | Diesel | 3000 | Bare Steel | 1980-01-03 | Unknown
60029 | 4 | Flapper Valve | 1997-02-01 |  | 1997-02-01 |  | Currently in Use | Gas (Historical Use) | 4000 | Fiberglass Double Walled | 1997-02-01 | Fiberglass Reinforced Plastic | Safe Suction (Euro)
60029 | 5 | Flapper Valve | 1997-02-01 |  | 1997-02-01 |  | Currently in Use | Diesel | 2000 | Fiberglass Double Walled | 1997-02-01 | Fiberglass Reinforced Plastic | Safe Suction (Euro)
600410 | 24 | Overfill Alarm | 1997-09-01 | no | 1997-09-01 | no | Currently in Use |  | 1500 | Steel-Impressed Current | 1978-05-10 | Steel (Impressed Current) | Gravity Fed
600410 | 26 | Overfill Alarm | 1997-09-01 |  | 2006-11-08 | yes | Currently in Use | Jet Fuel | 10000 | Steel-Impressed Current | 1978-05-10 | Steel (Impressed Current) | Gravity Fed
600411 | 28 | [5 empty] | Removed from Ground | Diesel | 30000 | Bare Steel | 1960-01-01 | Unknown | Suction (American)
600411 | 28B | Flapper Valve | 1997-10-01 |  | 1997-10-01 |  | Closed in Ground | Diesel | 30000 | Fiberglass Double Walled | 1997-11-01 | Double-Walled Fiberglass | Suction (American)
600411 | 30 | Flapper Valve | 1997-11-01 |  | 1997-11-01 |  | Closed in Ground | Diesel | 5000 | Tank Jacket | 1982-05-09 | Copper | Safe Suction (Euro)
600411 | 31 | Flapper Valve | 1997-11-01 |  | 1997-11-01 |  | Currently in Use | Diesel | 15000 | Tank Jacket | 1983-05-09 | Copper | Safe Suction (Euro)
600411 | 32 | Flapper Valve | 1997-11-01 |  | 1997-11-01 |  | Currently in Use | Diesel | 15000 | Tank Jacket | 1983-05-09 | Copper | Safe Suction (Euro)
600411 | 384 | [5 empty] | Removed from Ground | Gas (Historical Use) | 10000 | Bare Steel | 1976-05-10 | Bare Steel
600411 | 385 | [5 empty] | Removed from Ground | Gas (Historical Use) | 5000 | Bare Steel | 1956-05-15 | Bare Steel
600411 | 386 | [5 empty] | Removed from Ground | Gas (Historical Use) | 5000 | Bare Steel | 1956-05-15 | Bare Steel
600479 | 1 |  |  | yes |  | yes | Removed from Ground | Used Oil | 5000 | Bare Steel | 1968-01-01 | Bare Steel | Gravity Fed
600479 | 2 |  |  | yes |  | yes | Closed in Ground | Used Oil | 5000 | Bare Steel | 1968-01-01 | Bare Steel | Gravity Fed
600479 | 60 | [5 empty] | Removed from Ground | Other | 2000 | Bare Steel | 1968-01-01 | Bare Steel | Safe Suction (Euro)
600479 | 61 | [5 empty] | Removed from Ground | Gas (Historical Use) | 10000 | Bare Steel | 1968-01-01 | Bare Steel | Safe Suction (Euro)
600479 | 62 | [5 empty] | Removed from Ground | Other | 10000 | Bare Steel | 1968-01-01 | Bare Steel | Pressurized
600479 | 63A | [5 empty] | Removed from Ground | Other | 2500 | Bare Steel | 1968-01-01 | Bare Steel | Safe Suction (Euro)
600479 | 63B | [5 empty] | Removed from Ground | Other | 2500 | Bare Steel | 1968-01-01 | Bare Steel | Safe Suction (Euro)
600479 | 65 | [5 empty] | Removed from Ground | Other | 5000 | Bare Steel | 1968-01-01 | Bare Steel | Pressurized
600513 | FUEL#OIL |  |  |  | 1992-01-01 |  | Removed from Ground | Diesel | 6000 | Cathodically Protected Steel | 1981-04-30 | Bare Steel | Suction (American)
600513 | OIL#WAT.S | [5 empty] | Currently in Use | Empty | 2000 | Bare Steel | 1981-04-30 | Bare Steel
600513 | OIL#WAT.SE | [5 empty] | Currently in Use | Empty | 2000 | Bare Steel | 1981-04-30 | Bare Steel
600513 | RECYCLE.FU |  |  |  | 1992-01-01 |  | Removed from Ground | Diesel | 550 | Cathodically Protected Steel | 1992-01-01 | Galvanized Steel | Suction (American)
600513 | STARTER.FU |  |  |  | 1992-01-01 |  | Removed from Ground | Gas (Historical Use) | 285 | Cathodically Protected Steel | 1992-01-01 | Bare Steel | Suction (American)
600514 | 3 | [5 empty] | Currently in Use | Diesel | 1000 | Not Marked/Unknown |  | Not Marked
600514 | 4 | [5 empty] | Currently in Use | Gas (Historical Use) | 3000 | Not Marked/Unknown |  | Not Marked
600514 | DIESEL | [5 empty] | Removed from Ground | Empty | 550 | Bare Steel | 1972-05-02 | Bare Steel
600514 | GASOLINE | [5 empty] | Removed from Ground | Empty | 550 | Bare Steel | 1972-05-02 | Galvanized Steel
600516 | 3 | [5 empty] | Currently in Use | Propane | 400 | Not Marked/Unknown |  | Not Marked
600516 | DIESEL | [5 empty] | Removed from Ground | Diesel | 1000 | Fiberglass | 1982-04-30 | Bare Steel | Pressurized
600516 | GASOLINE | [5 empty] | Removed from Ground | Gas (Historical Use) | 1000 | Fiberglass | 1982-04-30 | Bare Steel | Pressurized
600517 | DIESEL | [5 empty] | Removed from Ground | Diesel | 550 | Bare Steel | 1975-05-02 | Bare Steel | Pressurized
600517 | GASOLINE | [5 empty] | Removed from Ground | Gas (Historical Use) | 550 | Bare Steel | 1975-05-02 | Galvanized Steel | Pressurized
600518 | NORTH |  | 1998-12-01 |  | 1998-12-01 |  | Removed from Ground | Diesel | 550 | Steel-Impressed Current | 1980-04-30 | Cathodically Protected | Suction (American)
600518 | NORTH-2 |  | 1998-12-01 |  | 1998-12-01 |  | Removed from Ground | Diesel | 250 | Steel-Impressed Current | 1980-04-30 | Cathodically Protected | Suction (American)
600518 | SOUTH |  | 1998-12-01 |  | 1998-12-01 |  | Removed from Ground | Diesel | 550 | Steel-Impressed Current | 1980-04-30 | Cathodically Protected | Suction (American)
600518 | SOUTH-2 | Flapper Valve | 1998-12-01 | no | 1998-12-01 | no | Currently in Use | Diesel | 250 | Steel-Impressed Current | 1980-04-30 | Fiberglass Reinforced Plastic | Suction (American)
600641 | 1 | [5 empty] | Removed from Ground | Diesel | 2000 | Bare Steel | 1985-04-21 | Copper
600641 | 2 | Flapper Valve | 1998-09-02 |  | 1998-09-02 |  | Currently in Use | Diesel | 2500 | Fiberglass Double Walled | 1998-09-02 | Steel/FG Secondary containment | Suction (American)
601174 | 1 | [5 empty] | Permanently Out of Use - historical purposes | Gas (Historical Use) | 550 | Bare Steel | 1959-04-28 | Copper
9000140 | 9233-A | [5 empty] | Removed from Ground | Gas (Historical Use) | 10000 | Bare Steel | 1974-01-01 | Bare Steel | Pressurized
9000140 | 9233-B | [5 empty] | Removed from Ground | Gas (Historical Use) | 10000 | Bare Steel | 1974-01-01 | Bare Steel | Pressurized
9000140 | 9233-C | [5 empty] | Removed from Ground | Gas (Historical Use) | 10000 | Bare Steel | 1974-01-01 | Bare Steel | Pressurized
9000140 | 9233-D | [5 empty] | Removed from Ground | Gas (Historical Use) | 10000 | Bare Steel | 1974-01-01 | Bare Steel | Pressurized
9000140 | 9233-E | [5 empty] | Removed from Ground | Gas (Historical Use) | 10000 | Bare Steel | 1974-01-01 | Bare Steel | Pressurized
9000140 | 9233-F | [5 empty] | Removed from Ground | Gas (Historical Use) | 10000 | Bare Steel | 1974-01-01 | Bare Steel | Pressurized
9000140 | 9233-G | [5 empty] | Removed from Ground | Gas (Historical Use) | 10000 | Bare Steel | 1974-01-01 | Bare Steel | Pressurized
9000140 | 9233-H | [5 empty] | Removed from Ground | Gas (Historical Use) | 10000 | Fiberglass Double Walled | 1974-01-01 | Bare Steel | Pressurized
9000140 | 9233-I | [5 empty] | Removed from Ground | Gas (Historical Use) | 10000 | Bare Steel | 1974-01-01 | Bare Steel | Pressurized
9000140 | 9233-K |  | 1995-07-01 | no | 1995-07-01 | no | Temporarily out of use | Gas (Historical Use) | 30000 |  | 1995-07-01 | Fiberglass Reinforced Plastic | Pressurized
9000140 | 9233-L |  | 1995-07-01 | no | 1995-07-01 | no | Temporarily out of use | Gas (Historical Use) | 30000 | Fiberglass Double Walled | 1995-07-01 | Fiberglass Reinforced Plastic | Pressurized
9000140 | 9233-M |  | 1995-07-01 | no | 1995-07-01 | no | Temporarily out of use | Gas (Historical Use) | 30000 | Fiberglass Double Walled | 1995-07-01 | Fiberglass Reinforced Plastic | Pressurized
9000140 | 9233-N |  | 1995-07-01 | yes | 1995-07-01 | yes | Temporarily out of use | Used Oil | 1000 | Fiberglass Double Walled | 1995-07-01 | Fiberglass Reinforced Plastic | Gravity Fed
9000459 | 1 | [5 empty] | Removed from Ground | Diesel | 3000 | Bare Steel | 1961-05-13 | Bare Steel
9000459 | 10 | [5 empty] | Removed from Ground | Gas (Historical Use) | 12000 | Bare Steel | 1980-05-08 | Bare Steel
9000459 | 11 | [5 empty] | Removed from Ground | Diesel | 9500 | Fiberglass | 1976-05-09 | Bare Steel
9000459 | 12 | [5 empty] | Removed from Ground | Diesel | 9500 | Fiberglass | 1976-05-09 | Bare Steel
9000459 | 13 | [5 empty] | Removed from Ground | Other | 2000 | Bare Steel | 1970-05-12 | Bare Steel
9000459 | 14 | [5 empty] | Removed from Ground | Other | 12000 | Bare Steel | 1968-05-11 | Bare Steel
9000459 | 15 | [5 empty] | Removed from Ground | Other | 30000 | Bare Steel | 1968-05-11 | Bare Steel
9000459 | 16 | [5 empty] | Removed from Ground | Other | 12000 | Bare Steel | 1968-05-11 | Bare Steel
9000459 | 17 | [5 empty] | Removed from Ground | Diesel | 2000 | Bare Steel | 1968-05-11 | Bare Steel
9000459 | 18 | [5 empty] | Removed from Ground | Diesel | 250 | Bare Steel | 1968-05-11 | Bare Steel
9000459 | 19 | [5 empty] | Removed from Ground | Other | 3000 | Bare Steel | 1961-05-13 | Bare Steel
9000459 | 2 | [5 empty] | Removed from Ground | Other | 30000 | Bare Steel | 1964-05-12 | Bare Steel
9000459 | 20 | [5 empty] | Removed from Ground | Other | 1000 | Concrete | 1968-05-11 | Not Marked
9000459 | 21 | [5 empty] | Removed from Ground | Other | 3000 | Bare Steel | 1968-05-11 | Bare Steel
9000459 | 22 | [5 empty] | Removed from Ground | Other | 2000 | Bare Steel | 1971-05-11 | Bare Steel
9000459 | 23 | [5 empty] | Removed from Ground | Other | 50000 | Bare Steel | 1971-05-11 | Bare Steel
9000459 | 24 | [5 empty] | Removed from Ground | Gas (Historical Use) | 10000 | Bare Steel | 1966-05-12 | Bare Steel
9000459 | 25 | [5 empty] | Removed from Ground | Other | 35000 | Bare Steel | 1969-05-11 | Bare Steel
9000459 | 26 | [5 empty] | Removed from Ground | Other | 30000 | Bare Steel | 1969-05-11 | Bare Steel
9000459 | 27 | [5 empty] | Removed from Ground | Other | 30000 | Bare Steel | 1969-05-11 | Bare Steel
9000459 | 28 | [5 empty] | Removed from Ground | Other | 30000 | Bare Steel | 1969-05-11 | Bare Steel
9000459 | 29 | [5 empty] | Removed from Ground | Other | 30000 | Bare Steel | 1969-05-11 | Bare Steel
9000459 | 3 | [5 empty] | Removed from Ground | Other | 2500 | Fiberglass | 1976-05-09 | Bare Steel
9000459 | 30 | [5 empty] | Removed from Ground | Diesel | 550 | Bare Steel | 1981-05-08 | Bare Steel
9000459 | 31 | [5 empty] | Removed from Ground | Other | 10000 | Fiberglass | 1974-05-10 | Bare Steel
9000459 | 32 | [5 empty] | Removed from Ground | Other | 10000 | Fiberglass | 1974-05-10 | Bare Steel
9000459 | 33 | [5 empty] | Removed from Ground | Other | 10000 | Fiberglass | 1981-05-08 | Bare Steel
9000459 | 34 | [5 empty] | Removed from Ground | Other | 10000 | Fiberglass | 1981-05-08 | Bare Steel
9000459 | 4 | [5 empty] | Removed from Ground | Other | 9500 | Fiberglass | 1976-05-09 | Bare Steel
9000459 | 5 | [5 empty] | Removed from Ground | Other | 5000 | Bare Steel | 1971-05-11 | Bare Steel
9000459 | 6 | [5 empty] | Removed from Ground | Other | 5000 | Bare Steel | 1971-05-11 | Bare Steel
9000459 | 7 | [5 empty] | Removed from Ground | Other | 10000 | Bare Steel | 1971-05-11 | Bare Steel
9000459 | 8 | [5 empty] | Removed from Ground | Other | 12000 | Bare Steel | 1961-05-13 | Bare Steel
9000459 | 9 | [5 empty] | Removed from Ground | Gas (Historical Use) | 12000 | Bare Steel | 1980-05-08 | Bare Steel
9000521 | 105-MG1 | [5 empty] | Removed from Ground | Other | 500 | Marked Unknown | 1946-07-31 | Unknown
9000521 | 105-MG2 | [5 empty] | Closed in Ground | Other | 500 | Marked Unknown | 1946-07-31 | Unknown
9000603 | 3030-01 |  | 1998-11-15 |  | 1987-01-01 |  | Currently in Use | Diesel | 15000 | Fiberglass | 1987-01-01 | Double Walled | Pressurized
9000603 | 3030-02 |  | 1998-11-15 |  | 1987-01-01 |  | Currently in Use | Diesel | 15000 | Fiberglass | 1987-01-01 | Cathodically Protected | Pressurized
9000603 | 3030-03 |  | 1998-11-15 |  | 1987-01-01 |  | Currently in Use | Diesel | 15000 | Fiberglass | 1987-01-01 | Cathodically Protected | Pressurized
9000603 | 3030-04 |  | 1999-01-29 | yes | 1999-01-29 | yes | Temporarily out of use | Used Oil | 1000 | Fiberglass | 1987-01-01 | Cathodically Protected | Gravity Fed
9000653 | 118 | [5 empty] | Removed from Ground | Gas (Historical Use) | 6000 | Bare Steel | 1954-01-01 | Bare Steel
9000653 | 119 | [5 empty] | Removed from Ground | Gas (Historical Use) | 6000 | Bare Steel | 1954-01-01 | Bare Steel
9000653 | 120 | [5 empty] | Removed from Ground | Gas (Historical Use) | 6000 | Bare Steel | 1954-01-01 | Bare Steel
9000653 | 121 | [5 empty] | Removed from Ground | Gas (Historical Use) | 6000 | Bare Steel | 1954-01-01 | Bare Steel
9000653 | 122 | [5 empty] | Removed from Ground | Gas (Historical Use) | 4000 | Bare Steel | 1954-01-01 | Bare Steel
9000653 | 123 |  |  | yes |  | yes | Removed from Ground | Used Oil | 1000 | Bare Steel | 1954-01-01 | Bare Steel | Gravity Fed
9000667 | 2007-01 | [5 empty] | Removed from Ground | Gas (Historical Use) | 4000 | Bare Steel | 1981-05-09 | Bare Steel | Pressurized
9000667 | 2007-02 | [5 empty] | Removed from Ground | Gas (Historical Use) | 4000 | Bare Steel | 1981-05-09 | Bare Steel | Pressurized
9000667 | 2007-03 | [5 empty] | Removed from Ground | Gas (Historical Use) | 4000 | Bare Steel | 1981-05-09 | Bare Steel | Pressurized
9000667 | 2007-04 |  | 1997-11-18 |  | 1985-01-01 |  | Currently in Use | Gas (Historical Use) | 6000 | Fiberglass | 1985-01-01 | Fiberglass Reinforced Plastic | Pressurized
9000667 | 2007-05 |  | 1997-11-18 |  | 1985-01-01 |  | Currently in Use | Diesel | 6000 | Fiberglass | 1985-01-01 | Fiberglass Reinforced Plastic | Pressurized
9000667 | 2007-06 |  | 1997-11-18 |  | 1985-01-01 |  | Currently in Use | Diesel | 6000 | Fiberglass | 1985-01-01 | Fiberglass Reinforced Plastic | Pressurized
9000667 | 2007-07 |  | 1997-11-18 |  | 1985-01-01 |  | Currently in Use | Gas (Historical Use) | 8000 | Fiberglass | 1985-01-01 | Fiberglass Reinforced Plastic | Pressurized
9000667 | 2007-08 |  |  | yes |  | yes | Removed from Ground | Used Oil | 100 | Bare Steel | 1981-05-09 | Bare Steel | Gravity Fed
9000667 | 2007-09 |  | 1997-11-18 | yes | 1988-01-01 | yes | Temporarily out of use | Used Oil | 2000 | Fiberglass Double Walled | 1988-01-01 | Double-Walled Fiberglass | Gravity Fed
9000667 | 2007-10 |  | 1997-11-18 | yes | 1988-01-01 | yes | Temporarily out of use | Used Oil | 2000 | Fiberglass Double Walled | 1988-01-01 | Double-Walled Fiberglass | Gravity Fed
9000667 | 2007-11 |  | 1997-05-12 | no | 1997-05-12 | no | Currently in Use | Gas (Historical Use) | 4000 | Fiberglass Double Walled | 1997-05-01 | Double-Walled Fiberglass | Pressurized
9000667 | 2007-12 |  | 1997-05-12 | no | 1997-05-12 | no | Currently in Use | Gas (Historical Use) | 4000 | Fiberglass Double Walled | 1997-05-01 | Double-Walled Fiberglass | Safe Suction (Euro)
9000667 | 2007-13 |  | 1997-05-12 | no | 1997-05-12 | no | Currently in Use | Gas (Historical Use) | 4000 | Fiberglass Double Walled | 1997-05-01 | Double-Walled Fiberglass | Pressurized
9000668 | 1063-01 | [5 empty] | Removed from Ground | Diesel | 1000 | Fiberglass | 1984-06-01 | Galvanized Steel | Safe Suction (Euro)
9000668 | 1063-02 |  | 1998-01-13 |  | 1998-01-13 |  | Currently in Use | Diesel | 8000 | Double Walled | 1990-08-08 | Secondary Containment | Safe Suction (Euro)
9003009 | 1 | [5 empty] | Removed from Ground | Gas (Historical Use) | 500 | Bare Steel | 1959-01-01 | Copper | Safe Suction (Euro)
9006016 | 1 | [5 empty] | Removed from Ground | Diesel | 500 | Marked Unknown | 1997-02-11 | Unknown
9006018 | 1 | Flapper Valve | 1997-02-01 |  | 1997-02-01 |  | Currently in Use | Diesel | 550 | Composite | 1985-01-01 | Fiberglass Reinforced Plastic | Safe Suction (Euro)
9010005 | 1 | [5 empty] | Removed from Ground | Hazardous Substance | 4000 | Not Marked/Unknown | 1986-01-01 | Not Marked
9010006 | 1 | [5 empty] | Removed from Ground | Other | 3000 | Cathodically Protected Steel | 1986-01-01 | Bare Steel
9010007 | 1 | [5 empty] | Removed from Ground | Diesel | 5000 | Bare Steel | 1977-01-01 | Galvanized Steel
9010007 | 2 | [5 empty] | Removed from Ground | Gas (Historical Use) | 4000 | Bare Steel | 1977-01-01 | Galvanized Steel
9010007 | 3 |  |  | yes |  | yes | Removed from Ground | Used Oil | 1500 | Bare Steel | 1981-01-01 | Bare Steel
9015009 | 112 | [5 empty] | Removed from Ground | Diesel | 500 | Cathodically Protected Steel | 1982-01-01 | Galvanized Steel
9015010 | 119 | [5 empty] | Removed from Ground | Diesel | 500 | Bare Steel | 1986-01-01 | Galvanized Steel
9018028 | 1 | [5 empty] | Closed in Ground | Gas (Historical Use) | 6100 | Bare Steel | 1968-01-06 | Galvanized Steel
9018028 | 2 |  | 1997-12-15 |  | 1997-12-15 |  | Currently in Use | Gas (Historical Use) | 6000 | Fiberglass | 1997-12-15 | Fiberglass Reinforced Plastic | Suction (American)
9018028 | 3 |  | 1997-12-15 |  | 1997-12-15 |  | Currently in Use | Diesel | 2000 | Fiberglass | 1997-12-15 | Fiberglass Reinforced Plastic | Suction (American)
9018029 | 1 | [5 empty] | Removed from Ground | Diesel | 1500 | Bare Steel | 1977-01-03 | Bare Steel
9018029 | 2 |  | 1997-11-03 |  | 1997-11-03 |  | Currently in Use | Diesel | 2500 | Fiberglass Double Walled | 1997-11-03 | Fiberglass Reinforced Plastic | Safe Suction (Euro)
9019007 | 1 | Flapper Valve | 1993-11-01 |  | 1993-11-01 |  | Currently in Use | Diesel | 2500 | Fiberglass Double Walled | 1993-11-01 | Double-Walled Fiberglass | Pressurized
9019007 | 2 | Flapper Valve | 1993-11-01 |  | 1993-11-01 |  | Currently in Use | Gas (Historical Use) | 10000 | Fiberglass Double Walled | 1993-11-01 | Double-Walled Fiberglass | Pressurized
9019017 | 1 | [5 empty] | Removed from Ground | Diesel | 10000 | Bare Steel | 1996-11-06 | Bare Steel
9019017 | 2 |  | 1996-11-01 |  | 1996-11-01 |  | Removed from Ground | Other | 2500 | Double Walled | 1996-11-01 | Fiberglass Reinforced Plastic | Suction (American)
9020002 | 1041-01 | [5 empty] | Currently in Use | Diesel | 6000 | Bare Steel | 1983-01-01 | Bare Steel | Pressurized
9020004 | 5027-01 | [5 empty] | Removed from Ground | Diesel | 560 | Bare Steel | 1980-05-09 | Bare Steel | Suction (American)
9020005 | 5017-01 | [5 empty] | Removed from Ground | Diesel | 48000 | Fiberglass | 1979-01-01 | Bare Steel
9020005 | 5017-02 | [5 empty] | Removed from Ground | Diesel | 48000 | Fiberglass | 1979-01-01 | Bare Steel
9020005 | 5017-03 | [5 empty] | Removed from Ground | Diesel | 48000 | Fiberglass | 1979-01-01 | Bare Steel
9020006 | 5014-01 | [5 empty] | Removed from Ground | Diesel | 0 | Bare Steel | 1957-06-01 | Bare Steel
9020007 | 2022-01 | [5 empty] | Removed from Ground | Diesel | 4000 | Bare Steel | 1984-05-09 | Bare Steel | Suction (American)
9020023 | 3022-01 |  | 1998-03-13 |  | 1984-01-01 |  | Currently in Use | Diesel | 15000 | Fiberglass | 1984-01-01 | Cathodically Protected | Pressurized
9020023 | 3022-02 |  | 1998-03-13 |  | 1984-01-01 |  | Currently in Use | Diesel | 15000 | Fiberglass | 1984-01-01 | Cathodically Protected | Pressurized
9020023 | 3022-03 |  | 1998-03-13 |  | 1984-01-01 |  | Currently in Use | Diesel | 15000 | Fiberglass | 1984-01-01 | Cathodically Protected | Pressurized
9020023 | 3022-04 |  | 1998-03-16 | yes | 1998-03-16 | yes | Temporarily out of use | Used Oil | 1000 | Cathodically Protected Steel | 1989-01-01 | Not Marked | Gravity Fed
9020023 | 3022-05 |  |  | yes |  | yes | Removed from Ground | Used Oil | 1000 | Bare Steel | 1984-01-01 | Bare Steel | Gravity Fed
9020024 | 5052-01 |  | 1998-11-12 |  | 1984-01-01 |  | Currently in Use | Diesel | 20000 | Fiberglass | 1984-01-01 | Cathodically Protected | Pressurized
9020024 | 5052-02 |  | 1998-11-12 |  | 1984-01-01 |  | Currently in Use | Diesel | 20000 | Fiberglass | 1984-01-01 | Cathodically Protected | Pressurized
9020024 | 5052-03 |  | 1998-11-12 |  | 1984-01-01 |  | Currently in Use | Diesel | 20000 | Fiberglass | 1984-01-01 | Cathodically Protected | Pressurized
9020024 | 5052-04 |  | 1998-11-12 |  | 1984-01-01 |  | Currently in Use | Diesel | 20000 | Fiberglass | 1989-05-09 | Cathodically Protected | Pressurized
9020024 | 5052-05 |  |  | yes |  | yes | Removed from Ground | Used Oil | 1000 | Bare Steel | 1984-01-01 | Galvanized Steel | Gravity Fed
9020024 | 5052-06 |  | 1999-03-05 | yes | 1999-03-05 | yes | Temporarily out of use | Used Oil | 1000 | Galvanic (STIP-3) | 1989-01-01 | Not Marked | Gravity Fed
9020025 | 996-01 | [5 empty] | Removed from Ground | Diesel | 1000 | Bare Steel | 1985-01-09 | Galvanized Steel | Safe Suction (Euro)
9020025 | 996-02 |  | 1996-12-17 |  | 1996-12-17 |  | Currently in Use | Diesel | 1000 | Double Walled | 1996-12-17 | Secondary Containment | Safe Suction (Euro)
9020026 | 86-01 | [5 empty] | Removed from Ground | Diesel | 2500 | Bare Steel | 1982-05-09 | Not Marked | Safe Suction (Euro)
9020027 | 90-01 | [5 empty] | Removed from Ground | Diesel | 2060 | Bare Steel | 1982-05-09 | Not Marked | Safe Suction (Euro)
9020028 | 95-01 | [5 empty] | Removed from Ground | Diesel | 2060 | Bare Steel | 1982-05-09 | Not Marked | Safe Suction (Euro)
9020029 | 99-01 | [5 empty] | Removed from Ground | Diesel | 2650 | Bare Steel | 1982-05-09 | Not Marked | Safe Suction (Euro)
9020030 | 199-01 | [5 empty] | Removed from Ground | Diesel | 940 | Bare Steel | 1982-05-09 | Not Marked | Safe Suction (Euro)
9020031 | 1003-01 | [5 empty] | Removed from Ground | Diesel | 550 | Bare Steel | 1964-05-10 | Bare Steel
9020032 | 1031-01 | [5 empty] | Removed from Ground | Diesel | 1500 | Fiberglass | 1983-05-10 | Unknown | Suction (American)
9020033 | 1034-01 | [5 empty] | Currently in Use | Diesel | 6000 | Fiberglass | 1983-05-10 | Bare Steel | Safe Suction (Euro)
9020034 | 1039-01 | [5 empty] | Permanently Out of Use - historical purposes | Diesel | 15000 | Bare Steel | 1983-05-10 | Bare Steel | Pressurized
9020035 | 1040-01 | [5 empty] | Removed from Ground | Diesel | 6000 | Bare Steel | 1983-05-10 | Bare Steel | Suction (American)
9020036 | 5101-01 | [5 empty] | Permanently Out of Use - historical purposes | Other | 550 | Bare Steel | 1988-05-09 | Bare Steel
9020037 | 1033-01 | [5 empty] | Removed from Ground | Diesel | 6000 | Bare Steel | 1983-05-10 | Bare Steel
9020039 | 1028-1 | [5 empty] | Removed from Ground | Diesel | 10000 | Bare Steel | 1983-05-10 | Bare Steel | Suction (American)
9020039 | 1028-2 |  | 1998-07-20 |  | 1998-07-20 |  | Temporarily out of use | Diesel | 2500 | Double Walled | 1998-06-26 | Double Walled | Suction (American)
9020040 | 1021-01 |  |  | yes |  | yes | Removed from Ground | Used Oil | 550 | Bare Steel | 1981-05-09 | Galvanized Steel | Gravity Fed
9020040 | 1021-02 | [5 empty] | Removed from Ground | Diesel | 550 | Fiberglass | 1981-05-09 | Bare Steel | Safe Suction (Euro)
9020040 | 1021-03 |  | 1997-06-25 | yes | 1997-01-02 | yes | Currently in Use | Diesel | 650 | Double Walled | 1997-01-02 | Double Walled | Gravity Fed
9020040 | 1021-04 |  | 1997-01-02 |  | 1997-01-02 |  | Temporarily out of use | Used Oil | 650 | Double Walled | 1997-01-02 | Double Walled | Gravity Fed
9020042 | 2010-01 | [5 empty] | Removed from Ground | Other | 3000 | Bare Steel | 1981-05-09 | Galvanized Steel | Suction (American)
9020043 | 2017-01 | [5 empty] | Removed from Ground | Diesel | 560 | Fiberglass | 1985-05-09 | Fiberglass Reinforced Plastic | Safe Suction (Euro)
9020046 | 2004-01 |  | 1998-08-25 |  | 1998-08-25 |  | Temporarily out of use | Other | 2000 | Fiberglass | 1981-05-09 | Double Walled | Suction (American)
9020048 | 2015-01 | [5 empty] | Removed from Ground | Diesel | 2000 | Bare Steel | 1984-05-09 | Bare Steel
9020049 | 2012-01 | [5 empty] | Removed from Ground | Diesel | 2000 | Bare Steel | 1981-05-09 | Bare Steel
9020052 | 2006-1 | [5 empty] | Currently in Use | Diesel | 550 | Bare Steel | 1980-01-01 | Not Marked | Safe Suction (Euro)
9020058 | 5037-01 | [5 empty] | Removed from Ground | Diesel | 550 | Bare Steel | 1983-05-10 | Not Marked | Safe Suction (Euro)
9020059 | 5042-01 | [5 empty] | Removed from Ground | Gas (Historical Use) | 550 | Fiberglass | 1985-05-09 | Fiberglass Reinforced Plastic | Pressurized
9020059 | 5042-02 |  | 1998-05-11 |  | 1998-05-11 |  | Removed from Ground | Gas (Historical Use) | 650 | Double Walled | 1998-05-11 | Fiberglass Reinforced Plastic
9020060 | 5043-01 |  | 1998-01-12 |  | 1996-02-06 |  | Currently in Use | Diesel | 15000 | Fiberglass | 1985-01-01 | Galvanized Steel | Pressurized
9020060 | 5043-02 |  | 1998-01-13 |  | 1996-02-06 |  | Currently in Use | Diesel | 15000 | Fiberglass | 1985-01-01 | Galvanized Steel | Pressurized
9020061 | 5931-01 | [5 empty] | Currently in Use | Diesel | 48000 | Bare Steel | 1988-05-09 | Bare Steel | Gravity Fed
9020061 | 5931-02 | [5 empty] | Currently in Use | Diesel | 48000 | Bare Steel | 1988-05-09 | Bare Steel | Gravity Fed
9020061 | 5931-03 | [5 empty] | Currently in Use | Diesel | 48000 | Bare Steel | 1988-05-09 | Bare Steel | Gravity Fed
9020062 | 994-01 | [5 empty] | Removed from Ground | Diesel | 500 | Bare Steel | 1983-01-01 | Galvanized Steel | Suction (American)
9020062 | 994-02 |  | 1997-01-18 |  | 1997-01-18 |  | Currently in Use | Diesel | 650 | Double Walled | 1997-01-18 | Double Walled | Safe Suction (Euro)
9020063 | 995-01 | [5 empty] | Removed from Ground | Other | 550 | Bare Steel | 1983-01-01 | Galvanized Steel | Safe Suction (Euro)
9020063 | 995-02 |  | 1996-12-27 |  | 1996-12-27 |  | Currently in Use | Diesel | 650 | Double Walled | 1996-12-27 | Double Walled | Suction (American)
9020064 | 999-01 | [5 empty] | Removed from Ground | Other | 300 | Bare Steel | 1980-01-01 | Galvanized Steel | Pressurized
9020064 | 999-02 |  | 1997-02-07 |  | 1997-02-07 |  | Currently in Use | Diesel | 300 | Unknown | 1998-02-07 | Double Walled | Pressurized
9020065 | 1024-0 |  | 1995-10-15 |  | 1995-10-15 |  | Currently in Use | Gas (Historical Use) | 10000 | Fiberglass | 1985-01-01 | Double Walled | Pressurized
9020065 | 1024-02 |  | 1995-10-15 |  | 1995-10-15 |  | Currently in Use | Diesel | 10000 | Fiberglass | 1985-01-01 | Double Walled | Pressurized
9020065 | 1024-03 |  | 1995-10-15 |  | 1995-10-15 |  | Currently in Use | Gas (Historical Use) | 10000 | Fiberglass | 1985-01-01 | Double Walled | Pressurized
9020065 | 1024-04 |  |  | yes |  | yes | Removed from Ground | Used Oil | 550 | Fiberglass | 1985-01-01 | Not Marked | Gravity Fed
9020065 | 1024-05 |  | 1995-10-15 |  | 1995-10-15 |  | Currently in Use | Gas (Historical Use) | 10000 | Unknown | 1995-10-15 | Double Walled | Safe Suction (Euro)
9020065 | 1024-06 |  | 1995-10-15 | no | 1995-10-15 | no | Temporarily out of use | Used Oil | 600 | Fiberglass Double Walled | 1997-01-01 | Double-Walled Fiberglass | Pressurized
9020066 | 1029-01 |  | 1998-01-15 |  | 1998-01-15 |  | Currently in Use | Other | 10000 | Fiberglass | 1982-01-01 | Double Walled | Safe Suction (Euro)
9020067 | 1065-01 |  | 1998-11-10 |  | 1985-06-30 |  | Removed from Ground | Diesel | 1000 | Fiberglass | 1985-06-30 | Secondary Containment | Safe Suction (Euro)
9020067 | 1065-02 |  | 1998-11-10 |  | 1998-06-30 |  | Removed from Ground | Other | 550 | Fiberglass | 1985-06-30 | Secondary Containment | Pressurized
9020067 | 1065-03 |  | 1999-02-05 | yes | 1999-02-05 | yes | Temporarily out of use | Used Oil | 550 | Fiberglass | 1985-06-30 | Secondary Containment | Gravity Fed
9020067 | 1065-A | [5 empty] | Removed from Ground | Other | 500 | Bare Steel | 1985-01-01 | Bare Steel
9020067 | 1065-B |  |  | yes |  | yes | Removed from Ground | Used Oil | 500 | Bare Steel | 1985-01-01 | Bare Steel | Gravity Fed
9020067 | 1065-C | [5 empty] | Removed from Ground | Diesel | 2000 | Bare Steel | 1985-01-01 | Bare Steel | Suction (American)
9020068 | 1965-01 | [5 empty] | Removed from Ground | Other | 550 | Bare Steel | 1983-01-01 | Bare Steel | Safe Suction (Euro)
9020068 | 1965-02 |  | 1997-04-17 |  | 1997-04-17 |  | Currently in Use | Diesel | 650 | Double Walled | 1997-04-17 | Double Walled | Safe Suction (Euro)
9020070 | 2900-01 | [5 empty] | Removed from Ground | Diesel | 550 | Bare Steel | 1983-01-01 | Galvanized Steel | Safe Suction (Euro)
9020070 | 2900-02 |  | 1997-04-20 |  | 1997-04-20 |  | Currently in Use | Diesel | 650 | Double Walled | 1997-04-18 | Double Walled | Safe Suction (Euro)
9020071 | 2996-01 | [5 empty] | Removed from Ground | Diesel | 500 | Bare Steel | 1980-01-01 | Galvanized Steel | Safe Suction (Euro)
9020071 | 2996-02 |  | 1997-02-26 |  | 1997-02-26 |  | Currently in Use | Diesel | 650 | Double Walled | 1997-02-26 | Double Walled | Suction (American)
9020072 | 3019-01 |  |  | yes |  | yes | Removed from Ground | Used Oil | 550 | Fiberglass | 1986-01-01 | Galvanized Steel | Gravity Fed
9020072 | 3019-02 |  |  | yes |  | yes | Removed from Ground | Used Oil | 550 | Fiberglass | 1986-01-01 | Galvanized Steel | Gravity Fed
9020076 | 5064-01 |  | 1998-02-20 |  | 1998-02-20 |  | Removed from Ground | Diesel | 500 | Double Walled | 1987-02-06 | Double Walled | Safe Suction (Euro)
9020077 | 5088-01 | [5 empty] | Removed from Ground | Diesel | 550 | Bare Steel | 1986-01-01 | Galvanized Steel | Safe Suction (Euro)
9020077 | 5088-02 |  | 1997-12-15 |  | 1997-12-15 |  | Currently in Use | Diesel | 650 | Double Walled | 1997-12-15 | Double Walled | Suction (American)
9020078 | 6998-01 | [5 empty] | Removed from Ground | Other | 285 | Bare Steel | 1985-01-01 | Galvanized Steel | Safe Suction (Euro)
9020078 | 6998-02 |  | 1997-02-12 |  | 1997-02-12 |  | Currently in Use | Diesel | 300 | Unknown | 1997-02-12 | Double Walled | Safe Suction (Euro)
9020079 | 1969-01 | [5 empty] | Removed from Ground | Other | 300 | Bare Steel | 1981-01-01 | Not Marked | Pressurized
9020079 | 1969-02 |  | 1997-03-22 |  | 1997-03-22 |  | Currently in Use | Diesel | 300 | Unknown | 1997-03-22 | Double Walled | Pressurized
9020081 | 2034-01 |  | 1990-07-26 | yes | 1989-01-01 | yes | Temporarily out of use | Used Oil | 1000 | Double Walled | 1989-01-01 | Fiberglass Reinforced Plastic | Gravity Fed
9020081 | 2034-02 |  | 1990-07-26 | yes | 1989-01-01 | yes | Temporarily out of use | Used Oil | 1000 | Double Walled | 1989-01-01 | Fiberglass Reinforced Plastic | Gravity Fed
9020082 | 5073-01 |  | 1997-10-01 | yes | 1989-01-01 | yes | Temporarily out of use | Used Oil | 1000 | Double Walled | 1989-01-01 | Fiberglass Reinforced Plastic | Gravity Fed
9025008 | 25 | [5 empty] | Removed from Ground | Diesel | 30000 | Fiberglass | 1985-02-05 | Galvanized Steel
9025008 | 26 | [5 empty] | Removed from Ground | Gas (Historical Use) | 6000 | Bare Steel | 1985-02-05 | Galvanized Steel
9025029 | 17 | [5 empty] | Removed from Ground | Gas (Historical Use) | 10000 | Bare Steel | 1945-01-01 | Bare Steel
9025029 | 18 | [5 empty] | Removed from Ground | Diesel | 12000 | Bare Steel | 1945-01-01 | Bare Steel
9025029 | 19 | [5 empty] | Removed from Ground | Diesel | 12000 | Bare Steel | 1945-02-05 | Bare Steel
9025029 | 20 | [5 empty] | Removed from Ground | Gas (Historical Use) | 10000 | Bare Steel | 1945-02-06 | Bare Steel
9025049 | 1 |  |  | yes |  | yes | Removed from Ground | Used Oil | 12000 | Bare Steel | 1945-02-06 | Galvanized Steel
9025049 | 2 |  |  | yes |  | yes | Removed from Ground | Used Oil | 12000 | Bare Steel | 1945-02-06 | Galvanized Steel
9025049 | 3 |  |  | yes |  | yes | Removed from Ground | Used Oil | 12000 | Bare Steel | 1945-02-06 | Galvanized Steel
9025049 | 4 |  |  | yes |  | yes | Removed from Ground | Used Oil | 12000 | Bare Steel | 1945-02-06 | Galvanized Steel
9025049 | 5 |  |  | yes |  | yes | Removed from Ground | Other | 25000 | Bare Steel | 1945-02-06 | Galvanized Steel
9025049 | 6 | [5 empty] | Removed from Ground | Other | 25000 | Bare Steel | 1945-02-06 | Galvanized Steel
9025049 | 7 | [5 empty] | Removed from Ground | Other | 25000 | Bare Steel | 1945-02-06 | Galvanized Steel
9025049 | 8 | [5 empty] | Removed from Ground | Other | 25000 | Bare Steel | 1945-02-06 | Galvanized Steel
9025049 | 9 | [5 empty] | Removed from Ground | Other | 25000 | Bare Steel | 1945-02-06 | Galvanized Steel
9025049 | 10 | [5 empty] | Removed from Ground | Other | 25000 | Bare Steel | 1945-02-06 | Galvanized Steel
9025049 | 11 | [5 empty] | Removed from Ground | Other | 25000 | Bare Steel | 1945-02-06 | Galvanized Steel
9025049 | 12 | [5 empty] | Removed from Ground | Other | 25000 | Bare Steel | 1945-02-06 | Galvanized Steel
9025049 | 13 | [5 empty] | Removed from Ground | Other | 25000 | Bare Steel | 1945-02-06 | Galvanized Steel
9025049 | 14 | [5 empty] | Removed from Ground | Other | 25000 | Bare Steel | 1945-02-06 | Galvanized Steel
9025049 | 15 | [5 empty] | Removed from Ground | Other | 25000 | Bare Steel | 1945-02-06 | Galvanized Steel
9025049 | 16 | [5 empty] | Removed from Ground | Other | 25000 | Bare Steel | 1945-02-06 | Galvanized Steel
9025069 | 1 | [5 empty] | Removed from Ground | Diesel | 15000 | Bare Steel | 1953-01-01 | Galvanized Steel
9025069 | 2AST | [5 empty] | Currently in Use | Diesel | 1000 | Bare Steel | 1968-01-01 | Not Marked
9025069 | 3AST | [5 empty] | Currently in Use | Gas (Historical Use) | 1000 | Bare Steel | 1972-01-01 | Not Marked
9025069 | 4AST | [5 empty] | Currently in Use | Gas (Historical Use) | 1000 | Bare Steel | 1968-01-01 | Not Marked
9025069 | 5 | [5 empty] | Removed from Ground | Diesel | 10000 | Double Walled | 1997-04-28 | Fiberglass Reinforced Plastic | Suction (American)
9025073 | 23 | [5 empty] | Removed from Ground | Diesel | 5000 | Fiberglass | 1985-02-06 | Galvanized Steel
9025073 | 24 | [5 empty] | Removed from Ground | Gas (Historical Use) | 5000 | Fiberglass | 1985-02-06 | Galvanized Steel
9025083 | 27 | [5 empty] | Removed from Ground | Gas (Historical Use) | 1000 | Bare Steel | 1945-02-06 | Galvanized Steel
9025083 | 28 | [5 empty] | Removed from Ground | Diesel | 3000 | Bare Steel | 1945-02-06 | Galvanized Steel
9025084 | 29 | [5 empty] | Removed from Ground | Diesel | 2000 | Bare Steel | 1945-01-01 | Galvanized Steel
9025085 | 30 | [5 empty] | Removed from Ground | Gas (Historical Use) | 25000 | Bare Steel | 1945-02-06 | Galvanized Steel
9025085 | 31 | [5 empty] | Removed from Ground | Gas (Historical Use) | 25000 | Cathodically Protected Steel | 1945-02-06 | Galvanized Steel
9025085 | 32 | [5 empty] | Removed from Ground | Gas (Historical Use) | 25000 | Cathodically Protected Steel | 1945-02-06 | Galvanized Steel
9025085 | 33 | [5 empty] | Removed from Ground | Gas (Historical Use) | 25000 | Cathodically Protected Steel | 1945-02-06 | Galvanized Steel
9025085 | 34 | [5 empty] | Removed from Ground | Gas (Historical Use) | 25000 | Cathodically Protected Steel | 1945-02-06 | Galvanized Steel
9025085 | 35 | [5 empty] | Removed from Ground | Gas (Historical Use) | 25000 | Cathodically Protected Steel | 1945-02-06 | Galvanized Steel
9025085 | 36 | [5 empty] | Removed from Ground | Gas (Historical Use) | 25000 | Cathodically Protected Steel | 1945-02-06 | Galvanized Steel
9025085 | 37 | [5 empty] | Removed from Ground | Gas (Historical Use) | 25000 | Cathodically Protected Steel | 1945-02-06 | Galvanized Steel
9025085 | 38 | [5 empty] | Removed from Ground | Gas (Historical Use) | 25000 | Cathodically Protected Steel | 1945-02-06 | Galvanized Steel
9025085 | 39 | [5 empty] | Removed from Ground | Gas (Historical Use) | 25000 | Cathodically Protected Steel | 1945-02-06 | Galvanized Steel
9025085 | 50 | [5 empty] | Closed in Ground | Gas (Historical Use) | 50000 | Cathodically Protected Steel | 1945-02-06 | Galvanized Steel
9025086 | 40 | [5 empty] | Removed from Ground | Gas (Historical Use) | 25000 | Cathodically Protected Steel | 1945-02-06 | Galvanized Steel
9025086 | 41 | [5 empty] | Removed from Ground | Gas (Historical Use) | 25000 | Cathodically Protected Steel | 1945-02-06 | Galvanized Steel
9025086 | 42 | [5 empty] | Removed from Ground | Gas (Historical Use) | 25000 | Cathodically Protected Steel | 1945-02-06 | Galvanized Steel
9025086 | 43 | [5 empty] | Removed from Ground | Gas (Historical Use) | 25000 | Cathodically Protected Steel | 1945-02-06 | Galvanized Steel
9025086 | 44 | [5 empty] | Removed from Ground | Gas (Historical Use) | 25000 | Cathodically Protected Steel | 1945-02-06 | Galvanized Steel
9025086 | 45 | [5 empty] | Removed from Ground | Gas (Historical Use) | 25000 | Cathodically Protected Steel | 1945-02-06 | Galvanized Steel
9025086 | 46 | [5 empty] | Removed from Ground | Gas (Historical Use) | 25000 | Cathodically Protected Steel | 1945-02-06 | Galvanized Steel
9025086 | 47 | [5 empty] | Removed from Ground | Gas (Historical Use) | 25000 | Cathodically Protected Steel | 1945-02-06 | Galvanized Steel
9025086 | 48 | [5 empty] | Removed from Ground | Gas (Historical Use) | 25000 | Cathodically Protected Steel | 1945-02-06 | Galvanized Steel
9025086 | 49 | [5 empty] | Removed from Ground | Gas (Historical Use) | 25000 | Cathodically Protected Steel | 1945-02-06 | Galvanized Steel
9025090 | 82 | [5 empty] | Removed from Ground | Other | 50000 | Cathodically Protected Steel | 1945-02-06 | Galvanized Steel
9025090 | 83 | [5 empty] | Removed from Ground | Other | 50000 | Cathodically Protected Steel | 1945-02-06 | Galvanized Steel
9025090 | 84 | [5 empty] | Removed from Ground | Other | 50000 | Cathodically Protected Steel | 1945-02-06 | Galvanized Steel
9025090 | 85 | [5 empty] | Removed from Ground | Other | 50000 | Cathodically Protected Steel | 1945-02-06 | Galvanized Steel
9025090 | 86 | [5 empty] | Removed from Ground | Other | 50000 | Cathodically Protected Steel | 1945-02-06 | Galvanized Steel
9025090 | 87 | [5 empty] | Removed from Ground | Other | 50000 | Cathodically Protected Steel | 1945-02-06 | Galvanized Steel
9025090 | 88 | [5 empty] | Removed from Ground | Other | 50000 | Cathodically Protected Steel | 1945-02-06 | Galvanized Steel
9025090 | 89 | [5 empty] | Removed from Ground | Other | 50000 | Cathodically Protected Steel | 1945-02-06 | Galvanized Steel
9025090 | 90 | [5 empty] | Removed from Ground | Other | 50000 | Cathodically Protected Steel | 1945-02-06 | Galvanized Steel
9025090 | 91 | [5 empty] | Removed from Ground | Other | 50000 | Cathodically Protected Steel | 1945-02-06 | Galvanized Steel
9025090 | 92 | [5 empty] | Closed in Ground | Other | 50000 | Cathodically Protected Steel | 1945-02-06 | Galvanized Steel
9025091 | 93 | [5 empty] | Removed from Ground | Diesel | 500 | Bare Steel | 1975-02-06 | Galvanized Steel
9025092 | 94 | [5 empty] | Removed from Ground | Diesel | 250 | Bare Steel | 1975-02-06 | Galvanized Steel
9025093 | 95 | [5 empty] | Removed from Ground | Diesel | 250 | Bare Steel | 1975-02-06 | Galvanized Steel
9025094 | 96 | [5 empty] | Removed from Ground | Diesel | 250 | Bare Steel | 1975-02-06 | Galvanized Steel
9025095 | 97 | [5 empty] | Removed from Ground | Diesel | 250 | Bare Steel | 1975-02-06 | Galvanized Steel
9025096 | 98 | [5 empty] | Removed from Ground | Diesel | 250 | Bare Steel | 1975-02-06 | Galvanized Steel
9025097 | 99 | [5 empty] | Removed from Ground | Diesel | 1000 | Bare Steel | 1975-02-06 | Galvanized Steel
9025097 | 1 |  |  | no |  | no | Removed from Ground | Diesel | 20000 | Unknown | 2015-02-24 | Unknown
9025097 | 2 |  |  | no |  | no | Removed from Ground | Diesel | 20000 | Unknown | 2015-02-25 | Unknown
9025098 | 100 | [5 empty] | Closed in Ground | Diesel | 2500 | Bare Steel | 1975-02-06 | Galvanized Steel
9025099 | 101 | [5 empty] | Removed from Ground | Diesel | 250 | Bare Steel | 1975-02-06 | Galvanized Steel
9025100 | 102 | [5 empty] | Removed from Ground | Diesel | 5000 | Bare Steel | 1975-02-06 | Galvanized Steel
9025100 | 103 | [5 empty] | Removed from Ground | Diesel | 200 | Bare Steel | 1975-02-06 | Galvanized Steel
9025101 | 104 | [5 empty] | Removed from Ground | Diesel | 5000 | Bare Steel | 1975-02-06 | Galvanized Steel
9025104 | 108 |  |  | yes |  | yes | Removed from Ground | Used Oil | 1000 | Bare Steel | 1987-01-01 | Galvanized Steel
9025105 | 109 |  |  | yes |  | yes | Removed from Ground | Used Oil | 1000 | Bare Steel | 1987-01-01 | Galvanized Steel
9025106 | 110 |  |  | yes |  | yes | Removed from Ground | Used Oil | 1000 | Bare Steel | 1987-01-01 | Galvanized Steel
9025107 | 111 |  |  | yes |  | yes | Removed from Ground | Used Oil | 550 | Bare Steel | 1987-01-01 | Galvanized Steel
9025108 | 112 | [5 empty] | Removed from Ground | Diesel | 250 | Bare Steel | 1954-01-01 | Galvanized Steel
9025109 | 113 | [5 empty] | Removed from Ground | Diesel | 250 | Bare Steel | 1954-01-01 | Galvanized Steel
9025110 | 114 | [5 empty] | Removed from Ground | Diesel | 1000 | Bare Steel | 1953-01-01 | Galvanized Steel
9025111 | 115 | [5 empty] | Removed from Ground | E-10 | 150 | Bare Steel | 1952-01-01 | Bare Steel
9025112 | 116 | [5 empty] | Removed from Ground | Gas (Historical Use) | 150 | Bare Steel | 1952-01-01 | Galvanized Steel
9025113 | 117 | [5 empty] | Removed from Ground | Other | 500 | Bare Steel | 1963-01-01 | Bare Steel
9025131 | 1409-1 | [5 empty] | Removed from Ground | Gas (Historical Use) | 10000 | Bare Steel | 1979-01-01 | Bare Steel | Safe Suction (Euro)
9025131 | 1409-2 | [5 empty] | Removed from Ground | Gas (Historical Use) | 10000 | Bare Steel | 1979-01-01 | Bare Steel | Safe Suction (Euro)
9025131 | 1409-3 | [5 empty] | Removed from Ground | Diesel | 5000 | Bare Steel | 1962-01-01 | Bare Steel | Safe Suction (Euro)
9025132 | 1923-1 |  |  | yes |  | yes | Removed from Ground | Used Oil | 1000 | Bare Steel | 1984-01-01 | Bare Steel | Gravity Fed
9025146 | 1 | [5 empty] | Removed from Ground | Gas (Historical Use) | 12000 | Bare Steel | 1963-04-30 | Bare Steel | Suction (American)
9025174 | 1 | [5 empty] | Removed from Ground | Diesel | 150 | Bare Steel | 1975-07-31 | Not Marked | Safe Suction (Euro)
9025174 | 2 | [5 empty] | Removed from Ground | Diesel | 150 | Bare Steel | 1975-07-31 | Not Marked | Suction (American)
9025174 | 3 | [5 empty] | Removed from Ground | Diesel | 150 | Bare Steel | 1975-07-31 | Not Marked | Safe Suction (Euro)
9025174 | 4 | Flapper Valve | 1998-04-21 | no | 1998-04-21 | no | Currently in Use | E-0 | 1000 | Fiberglass Double Walled | 1998-04-21 | Double-Walled Fiberglass | Pressurized
9025174 | 5 | Flapper Valve | 1998-04-21 | no | 1998-04-21 | no | Currently in Use | Diesel | 6000 | Fiberglass Double Walled | 1998-04-21 | Double-Walled Fiberglass | Pressurized
9025189 | 119 | [5 empty] | Removed from Ground | Diesel | 2000 | Not Marked/Unknown | 1966-01-01 | Unknown
9025209 | 1 | [5 empty] | Removed from Ground | Diesel | 5000 | Bare Steel | 1976-01-01 | Galvanized Steel
9025209 | 2 |  | 1998-04-21 |  | 1998-04-21 |  | Temporarily out of use | Other | 1000 | Fiberglass Double Walled | 1998-04-21 | Double Walled | Safe Suction (Euro)
9025264 | 121 |  |  | yes |  | yes | Closed in Ground | Used Oil | 1000 | Double Walled | 1989-01-01 | Fiberglass Reinforced Plastic | Gravity Fed
9025265 | 120 |  |  | yes |  | yes | Closed in Ground | Used Oil | 1000 | Double Walled | 1989-01-01 | Fiberglass Reinforced Plastic | Gravity Fed
9025266 | 118 |  | 1994-03-01 |  | 1994-03-01 |  | Removed from Ground | Diesel | 12000 | Galvanic (STIP-3) | 1994-03-01 | Fiberglass Reinforced Plastic | Pressurized
9025266 | 119A |  |  | yes |  | yes | Removed from Ground | Used Oil | 1000 | Galvanic (STIP-3) | 1994-03-01 | Fiberglass Reinforced Plastic | Gravity Fed
9025266 | 119B |  | 1994-03-01 |  | 1994-03-01 |  | Removed from Ground | Other | 1000 | Galvanic (STIP-3) | 1994-03-01 | Fiberglass Reinforced Plastic | Gravity Fed
9025298 | 1 |  | 1997-04-22 |  | 1997-04-22 |  | Removed from Ground | Diesel | 1000 | Fiberglass Double Walled | 1997-04-22 | Fiberglass Reinforced Plastic | Safe Suction (Euro)
9025298 | 2 |  | 1997-04-22 |  | 1997-04-22 |  | Removed from Ground | Gas (Historical Use) | 2500 | Fiberglass Double Walled | 1997-04-22 | Fiberglass Reinforced Plastic | Safe Suction (Euro)
9025299 | 127 | [5 empty] | Removed from Ground | Diesel | 550 | Not Marked/Unknown | 1996-09-24 | Not Marked
9025300 | 128 |  |  | yes |  | yes | Removed from Ground | Used Oil | 500 | Not Marked/Unknown | 1996-09-23 | Not Marked
9025303 | 124 |  | 1997-08-05 |  | 1997-08-05 |  | Currently in Use | Gas (Historical Use) | 12000 | Fiberglass Double Walled | 1997-03-01 | Fiberglass Reinforced Plastic | Pressurized
9025303 | 125 |  | 1997-08-05 |  | 1997-08-05 |  | Currently in Use | Gas (Historical Use) | 12000 | Fiberglass Double Walled | 1997-03-01 | Fiberglass Reinforced Plastic | Pressurized
9025303 | 126 |  | 1997-08-05 |  | 1997-08-05 |  | Currently in Use | Gas (Historical Use) | 12000 | Fiberglass Double Walled | 1997-03-01 | Fiberglass Reinforced Plastic | Pressurized
9025318 | 129 | [5 empty] | Removed from Ground | Diesel | 1000 | Not Marked/Unknown | 1998-12-09 | Not Marked
9025319 | 130 |  |  | yes |  | yes | Removed from Ground | Used Oil | 1000 | Bare Steel | 1998-12-11 | Bare Steel | Gravity Fed
9025335 | 132 | [5 empty] | Removed from Ground | Diesel | 250 | Bare Steel | 1996-09-27 | Bare Steel
9026003 | 5881-1 | [5 empty] | Removed from Ground | Gas (Historical Use) | 1000 | Bare Steel | 1987-02-01 | Bare Steel | Pressurized
9026003 | 5881-2 | [5 empty] | Removed from Ground | Diesel | 1500 | Bare Steel | 1987-02-01 | Bare Steel | Pressurized
9026003 | C |  | 1997-09-01 |  | 1997-09-01 |  | Currently in Use | Diesel | 10000 | Unknown | 1997-09-01 | Fiberglass Reinforced Plastic | Pressurized
9026003 | D |  | 1997-09-01 |  | 1997-09-01 |  | Currently in Use | Gas (Historical Use) | 2000 | Unknown | 1997-09-01 | Fiberglass Reinforced Plastic | Pressurized
9026004 | 2 |  | 1998-06-03 |  | 1998-06-03 |  | Removed from Ground | Other | 600 | Unknown | 1998-06-03 | Fiberglass Reinforced Plastic | Suction (American)
9026005 | 3000 |  | 1998-06-25 |  | 1998-06-25 |  | Removed from Ground | Diesel | 600 | Fiberglass Double Walled | 1998-07-01 | Fiberglass Reinforced Plastic | Suction (American)
9026005 | 3000-1 | [5 empty] | Removed from Ground | Other | 500 | Bare Steel | 1998-07-01 | Bare Steel | Safe Suction (Euro)
9026006 | 3250-1 | [5 empty] | Removed from Ground | Diesel | 1000 | Bare Steel | 1995-01-18 | Bare Steel | Safe Suction (Euro)
9026006 | 3250-A | [5 empty] | Currently in Use | Diesel | 50000 | Bare Steel |  | Bare Steel | Safe Suction (Euro)
9026006 | 3250-B | [5 empty] | Currently in Use | Diesel | 50000 | Bare Steel |  | Bare Steel | Safe Suction (Euro)
9026006 | 3250-C | [5 empty] | Currently in Use | Diesel | 50000 | Bare Steel |  | Bare Steel | Safe Suction (Euro)
9026006 | 3250-D | [5 empty] | Currently in Use | Diesel | 50000 | Bare Steel |  | Bare Steel | Safe Suction (Euro)
9026007 | 4487-1 | [5 empty] | Removed from Ground | Diesel | 500 | Bare Steel |  | Bare Steel | Safe Suction (Euro)
9026008 | 1146-1 | [5 empty] | Removed from Ground | Other | 100 | Bare Steel | 1998-04-29 | Bare Steel | Safe Suction (Euro)
9026008 | 1146-2 |  | 1998-04-01 |  | 1998-04-01 |  | Removed from Ground | Other | 1000 | Fiberglass Double Walled | 1998-04-01 | Double-Walled Fiberglass | Suction (American)
9026009 | 301-A | [5 empty] | Removed from Ground | Other | 25000 | Bare Steel | 1950-01-01 | Bare Steel | Pressurized
9026009 | 301-B | [5 empty] | Removed from Ground | Other | 25000 | Bare Steel | 1950-01-01 | Bare Steel | Pressurized
9026009 | 301-C | [5 empty] | Removed from Ground | Other | 25000 | Bare Steel | 1950-01-01 | Bare Steel | Pressurized
9026009 | 301-D | [5 empty] | Removed from Ground | Other | 25000 | Bare Steel | 1950-01-01 | Bare Steel | Pressurized
9026009 | 301-E | [5 empty] | Removed from Ground | Diesel | 10673 | Bare Steel | 1976-01-01 | Bare Steel | Pressurized
9026009 | 301-F | [5 empty] | Removed from Ground | Diesel | 1200 | Bare Steel |  | Bare Steel | Safe Suction (Euro)
9026009 | 301-G |  | 1998-03-16 |  | 1998-03-16 |  | Currently in Use | Diesel | 1000 | Fiberglass | 1998-03-16 | Double-Walled Fiberglass | Suction (American)
9026010 | 6056-1 | [5 empty] | Removed from Ground | Other | 600 | Bare Steel | 1998-06-29 | Bare Steel | Safe Suction (Euro)
9026010 | 6056-2 |  | 1998-06-28 |  | 1998-06-28 |  | Currently in Use | Other | 1000 | Fiberglass Double Walled | 1998-06-28 | Fiberglass Reinforced Plastic | Suction (American)
9026011 | 9029-A | [5 empty] | Currently in Use | Diesel | 17000 | Bare Steel |  | Bare Steel | Safe Suction (Euro)
9026011 | 9029-B | [5 empty] | Currently in Use | Diesel | 17000 | Bare Steel |  | Bare Steel | Safe Suction (Euro)
9026011 | 9029-C | [5 empty] | Currently in Use | Diesel | 17000 | Bare Steel |  | Bare Steel | Safe Suction (Euro)
9026011 | 9029-D | [5 empty] | Currently in Use | Diesel | 17000 | Bare Steel |  | Bare Steel | Safe Suction (Euro)
9026011 | 9029-E |  |  | yes |  | yes | Removed from Ground | Used Oil | 150 | Marked Unknown | 1995-02-13 | Unknown
9026013 | 2 |  | 1998-07-03 |  | 1998-07-03 |  | Currently in Use | Diesel | 600 | Fiberglass | 1998-07-03 | Fiberglass Reinforced Plastic | Suction (American)
9026013 | 9200-A | [5 empty] | Removed from Ground | Diesel | 500 | Bare Steel | 1998-07-08 | Bare Steel | Safe Suction (Euro)
9026014 | 2 |  | 1998-03-16 |  | 1998-03-16 |  | Currently in Use | Diesel | 600 | Fiberglass Double Walled | 1998-03-16 | Fiberglass Reinforced Plastic | Suction (American)
9026014 | 2485-1 | [5 empty] | Removed from Ground | Other | 250 | Bare Steel | 1998-03-23 | Bare Steel | Safe Suction (Euro)
9026015 | 2498-1 | [5 empty] | Removed from Ground | Diesel | 1000 | Bare Steel | 1998-04-15 | Bare Steel | Safe Suction (Euro)
9026015 | 2498-2 |  | 1998-04-01 |  | 1998-04-01 |  | Currently in Use | Diesel | 1000 | Fiberglass Double Walled | 1998-04-01 | Fiberglass Reinforced Plastic
9026016 | 242-1 | [5 empty] | Removed from Ground | Diesel | 800 | Bare Steel | 1998-05-21 | Bare Steel | Safe Suction (Euro)
9026016 | 244-B |  | 1998-06-03 |  | 1998-06-03 |  | Removed from Ground | Diesel | 600 | Double Walled | 1998-06-03 | Fiberglass Reinforced Plastic | Suction (American)
9026017 | 16-1 | [5 empty] | Removed from Ground | Other | 150 | Bare Steel | 1998-04-29 | Bare Steel | Safe Suction (Euro)
9026017 | 16-2 |  | 1998-04-22 | no | 1998-04-22 | no | Temporarily out of use | Diesel | 600 | Fiberglass Double Walled | 1998-04-22 | Fiberglass Reinforced Plastic | Suction (American)
9026018 | 282 |  | 1998-06-03 |  | 1998-06-03 |  | Removed from Ground | Diesel | 600 | Unknown | 1998-06-03 | Fiberglass Reinforced Plastic | Suction (American)
9026018 | 282-1 | [5 empty] | Removed from Ground | Other | 1200 | Bare Steel | 1998-05-26 | Bare Steel | Safe Suction (Euro)
9026020 | 479-1 | [5 empty] | Removed from Ground | Other | 1000 | Bare Steel | 1998-04-29 | Bare Steel | Safe Suction (Euro)
9026020 | 479-2 |  | 1998-04-22 |  | 1998-04-22 |  | Currently in Use | Diesel | 1000 | Fiberglass Double Walled | 1998-04-22 | Fiberglass Reinforced Plastic | Suction (American)
9026021 | 2 |  | 1998-06-03 |  | 1998-06-03 |  | Currently in Use | Diesel | 1000 | Unknown | 1998-06-03 | Fiberglass Reinforced Plastic | Suction (American)
9026021 | 244-1 | [5 empty] | Removed from Ground | Diesel | 1200 | Bare Steel | 1993-08-01 | Bare Steel | Safe Suction (Euro)
9026022 | 2284-1 | [5 empty] | Removed from Ground | Diesel | 150 | Bare Steel | 1996-05-01 | Bare Steel | Safe Suction (Euro)
9026023 | 2018-04-01 | [5 empty] | Removed from Ground | Diesel | 150 | Bare Steel |  | Bare Steel | Safe Suction (Euro)
9026024 | 3725-B | [5 empty] | Currently in Use | Diesel | 1 | Bare Steel | 1987-09-01 | Bare Steel | Safe Suction (Euro)
9026025 | 2966-1 | [5 empty] | Removed from Ground | Gas (Historical Use) | 2500 | Cathodically Protected Steel | 1986-01-01 | Galvanized Steel | Pressurized
9026026 | 2920-B | [5 empty] | Removed from Ground | Gas (Historical Use) | 5000 | Bare Steel | 1981-01-01 | Bare Steel | Pressurized
9026026 | 2920-C |  |  | yes |  | yes | Removed from Ground | Used Oil | 2000 | Bare Steel | 1995-11-01 | Bare Steel | Gravity Fed
9026026 | 2920-D |  |  | yes |  | yes | Removed from Ground | Used Oil | 2000 | Bare Steel | 1995-11-01 | Bare Steel | Gravity Fed
9026026 | 2920-E |  |  | yes |  | yes | Removed from Ground | Used Oil | 2000 | Bare Steel | 1995-11-01 | Bare Steel | Gravity Fed
9026026 | 2920-F |  | 1991-04-03 | no | 1991-04-03 | no | Removed from Ground |  | 6000 | Fiberglass Double Walled | 2017-01-30 | Double-Walled Fiberglass | Pressurized
9026026 | 2920-G |  | 1995-11-01 | yes | 1995-11-01 | yes | Currently in Use | Used Oil | 2000 | Double Walled | 1995-11-01 | Fiberglass Reinforced Plastic | Gravity Fed
9026026 | 2920-H |  | 1996-05-01 | yes | 1995-11-01 | yes | Currently in Use | Used Oil | 2000 | Double Walled | 1995-11-01 | Fiberglass Reinforced Plastic | Gravity Fed
9026026 | 2920-L |  | 1991-04-01 | yes |  | yes | Removed from Ground | Used Oil | 600 | Not Marked/Unknown | 2010-06-23 | Not Marked
9026026 | 2921-A |  | 1995-11-01 | yes | 1991-04-01 | yes | Currently in Use | Used Oil | 2000 | Double Walled | 1995-11-01 | Fiberglass Reinforced Plastic | Gravity Fed
9026026 | 2923B |  |  | no |  | no | Temporarily out of use | Diesel | 15000 | Fiberglass Double Walled | 1991-01-01 | Double-Walled Fiberglass | Pressurized
9026026 | 2923C |  | 1991-04-01 | no | 1991-04-01 | no | Removed from Ground |  | 10000 | Fiberglass Double Walled | 2017-01-30 | Double-Walled Fiberglass | Pressurized
9026027 | 2404-A | [5 empty] | Permanently Out of Use - historical purposes | Diesel | 30000 | Bare Steel |  | Bare Steel | Safe Suction (Euro)
9026027 | 2404-B | [5 empty] | Permanently Out of Use - historical purposes | Diesel | 30000 | Bare Steel |  | Bare Steel | Safe Suction (Euro)
9026028 | 397-1 | [5 empty] | Currently in Use | Diesel | 10000 | Bare Steel |  | Bare Steel | Safe Suction (Euro)
9026029 | 2446-1 | [5 empty] | Removed from Ground | Diesel | 15000 | Bare Steel | 2001-07-19 | Bare Steel | Safe Suction (Euro)
9026031 | 2492-1 | [5 empty] | Removed from Ground | Diesel | 4000 | Bare Steel | 2001-07-09 | Bare Steel | Safe Suction (Euro)
9026032 | 377-1 | [5 empty] | Currently in Use | Diesel | 16000 | Bare Steel |  | Bare Steel | Safe Suction (Euro)
9026033 | 386-A | [5 empty] | Removed from Ground | Empty | 10325 | Bare Steel | 1962-01-01 | Bare Steel | Pressurized
9026033 | 386-B | [5 empty] | Removed from Ground | Empty | 9870 | Bare Steel | 1962-01-01 | Bare Steel | Pressurized
9026033 | 386-C | [5 empty] | Removed from Ground | Empty | 10150 | Bare Steel | 1962-01-01 | Bare Steel | Pressurized
9026033 | 386-D | [5 empty] | Removed from Ground | Empty | 9850 | Bare Steel | 1962-01-01 | Bare Steel | Pressurized
9026033 | 386-E | [5 empty] | Removed from Ground | Empty | 10000 | Bare Steel | 1962-01-01 | Bare Steel | Pressurized
9026033 | 386-F | [5 empty] | Removed from Ground | Empty | 8500 | Bare Steel | 1962-01-01 | Bare Steel | Pressurized
9026033 | 386-G | [5 empty] | Removed from Ground | Empty | 11750 | Bare Steel | 1962-01-01 | Bare Steel | Pressurized
9026033 | 386-H | [5 empty] | Removed from Ground | Empty | 11750 | Bare Steel | 1962-01-01 | Bare Steel | Pressurized
9026033 | 386-I | [5 empty] | Removed from Ground | Empty | 11750 | Bare Steel | 1962-01-01 | Bare Steel | Pressurized
9026033 | 386-J | [5 empty] | Removed from Ground | Empty | 25100 | Bare Steel | 1962-01-01 | Bare Steel | Pressurized
9026033 | 386-K | [5 empty] | Removed from Ground | Hazardous Substance | 25098 | Bare Steel | 1962-01-01 | Bare Steel | Pressurized
9026033 | 386-L | [5 empty] | Removed from Ground | Empty | 10710 | Bare Steel | 1962-01-01 | Bare Steel | Pressurized
9026033 | 386-M | [5 empty] | Removed from Ground | Empty | 4038 | Bare Steel | 1962-01-01 | Bare Steel | Pressurized
9026033 | 386-N | [5 empty] | Removed from Ground | Empty | 9400 | Bare Steel | 1962-01-01 | Bare Steel | Pressurized
9026033 | 386-O | [5 empty] | Removed from Ground | Other | 9400 | Bare Steel | 1962-01-01 | Bare Steel | Pressurized
9026034 | 262-A | [5 empty] | Removed from Ground | Empty | 4038 | Bare Steel | 1992-08-25 | Bare Steel | Pressurized
9026034 | 262-B | [5 empty] | Removed from Ground | Empty | 4000 | Bare Steel | 1944-01-01 | Bare Steel | Pressurized
9026035 | 2397-A | [5 empty] | Removed from Ground | Empty | 5000 | Bare Steel | 1955-01-01 | Galvanized Steel | Pressurized
9026035 | 2397-B | [5 empty] | Removed from Ground | Gas (Historical Use) | 6000 | Double Walled | 1991-09-30 | Fiberglass Reinforced Plastic | Pressurized
9026036 | 121-A | [5 empty] | Removed from Ground | Other | 50000 | Bare Steel | 1950-01-01 | Bare Steel | Pressurized
9026036 | 121-B | [5 empty] | Removed from Ground | Other | 25100 | Bare Steel | 1962-01-01 | Bare Steel | Pressurized
9026036 | 121-C | [5 empty] | Removed from Ground | Other | 25100 | Bare Steel | 1962-01-01 | Bare Steel | Pressurized
9026037 | 303-A | [5 empty] | Removed from Ground | Empty | 11234 | Bare Steel | 1945-01-01 | Bare Steel | Pressurized
9026037 | 303-B | [5 empty] | Removed from Ground | Diesel | 11650 | Bare Steel | 1961-01-01 | Bare Steel | Pressurized
9026038 | 2774-1 |  | 1991-01-01 |  | 1991-01-01 |  | Temporarily out of use | Jet Fuel | 10000 | Fiberglass Double Walled | 1991-01-01 | Fiberglass Reinforced Plastic | Pressurized
9026038 | 2774-2 |  | 1991-01-01 |  | 1991-01-01 |  | Temporarily out of use | Jet Fuel | 10000 | Fiberglass Double Walled | 1991-01-01 | Fiberglass Reinforced Plastic | Pressurized
9026038 | 2774-A | [5 empty] | Removed from Ground | Gas (Historical Use) | 10000 | Bare Steel | 1954-01-01 | Bare Steel | Pressurized
9026038 | 2774-B | [5 empty] | Removed from Ground | Gas (Historical Use) | 10000 | Bare Steel | 1954-01-01 | Bare Steel | Pressurized
9026038 | 2774-C | [5 empty] | Removed from Ground | Diesel | 10000 | Bare Steel | 1954-01-01 | Bare Steel | Pressurized
9026039 | 485-A | [5 empty] | Removed from Ground | Gas (Historical Use) | 15008 | Bare Steel | 1962-01-01 | Bare Steel | Pressurized
9026039 | 485-B | [5 empty] | Removed from Ground | Diesel | 15008 | Bare Steel | 1962-01-01 | Bare Steel | Pressurized
9026040 | 1260-A | [5 empty] | Removed from Ground | Gas (Historical Use) | 24211 | Bare Steel | 1941-01-01 | Bare Steel | Pressurized
9026040 | 1260-C |  | 1991-07-12 |  | 1991-07-12 |  | Currently in Use | Diesel | 12000 | Double Walled | 1991-07-12 | Fiberglass Reinforced Plastic | Pressurized
9026040 | 1260-D |  | 1995-12-21 |  | 1995-12-21 |  | Currently in Use | Gas (Historical Use) | 20000 | Double Walled | 1995-12-20 | Fiberglass Reinforced Plastic | Pressurized
9026041 | 1706-A | [5 empty] | Removed from Ground | Gas (Historical Use) | 8909 | Bare Steel | 1940-01-01 | Bare Steel | Pressurized
9026041 | 1706-B | [5 empty] | Removed from Ground | Gas (Historical Use) | 8650 | Bare Steel | 1961-01-01 | Bare Steel | Pressurized
9026042 | 2841-A | [5 empty] | Removed from Ground | Gas (Historical Use) | 10000 | Bare Steel | 1954-01-01 | Bare Steel | Pressurized
9026042 | 2841-B | [5 empty] | Removed from Ground | Diesel | 10000 | Bare Steel | 1954-01-01 | Bare Steel | Pressurized
9026042 | 2841-C |  | 1991-01-01 |  | 1991-01-01 |  | Removed from Ground | Diesel | 10000 | Double Walled | 1991-01-01 | Fiberglass Reinforced Plastic | Pressurized
9026043 | 2855-A | [5 empty] | Removed from Ground | Diesel | 2000 | Bare Steel |  | Bare Steel | Safe Suction (Euro)
9026043 | 2855-B | [5 empty] | Removed from Ground | Diesel | 2000 | Bare Steel |  | Bare Steel | Safe Suction (Euro)
9026043 | 2855-C | [5 empty] | Removed from Ground | Diesel | 2000 | Bare Steel |  | Bare Steel | Safe Suction (Euro)
9026043 | 2855-D | [5 empty] | Removed from Ground | Diesel | 2000 | Bare Steel |  | Bare Steel | Safe Suction (Euro)
9026043 | 2855-E | [5 empty] | Removed from Ground | Diesel | 2000 | Bare Steel |  | Bare Steel | Safe Suction (Euro)
9026043 | 2855-F/AST | [5 empty] | Currently in Use | Other | 500 | Bare Steel |  | Bare Steel | Safe Suction (Euro)
9026044 | 2921-1 |  |  | yes |  | yes | Removed from Ground | Used Oil | 1000 | Bare Steel | 1995-11-01 | Bare Steel | Gravity Fed
9026044 | 2921A |  |  | yes |  | yes | Removed from Ground | Used Oil | 2000 | Not Marked/Unknown | 1995-11-01 | Not Marked
9026045 | 9202-A | [5 empty] | Removed from Ground | Diesel | 20000 | Bare Steel | 1983-01-01 | Bare Steel | Safe Suction (Euro)
9026045 | 9202-B | [5 empty] | Currently in Use | Diesel | 20000 | Bare Steel | 1983-01-01 | Bare Steel | Safe Suction (Euro)
9026045 | 9202-C | [5 empty] | Currently in Use | Diesel | 20000 | Bare Steel | 1983-01-01 | Bare Steel | Safe Suction (Euro)
9026046 | 9107-1 | [5 empty] | Currently in Use | Diesel | 10000 | Bare Steel |  | Bare Steel | Safe Suction (Euro)
9026047 | 9031-1 | [5 empty] | Removed from Ground | Gas (Historical Use) | 20000 | Double Walled | 1995-03-01 | Fiberglass Reinforced Plastic | Pressurized
9026047 | 9031-A | [5 empty] | Removed from Ground | Gas (Historical Use) | 10000 | Bare Steel | 1957-01-01 | Bare Steel | Pressurized
9026047 | 9031-B | [5 empty] | Removed from Ground | Gas (Historical Use) | 10000 | Bare Steel | 1957-01-01 | Bare Steel | Pressurized
9026047 | 9031-C | [5 empty] | Removed from Ground | Gas (Historical Use) | 20000 | Not Marked/Unknown |  | Not Marked
9026047 | 9032-1 |  |  | yes |  | yes | Removed from Ground | Used Oil | 1000 | Bare Steel |  | Bare Steel | Gravity Fed
9026047 | 9032-2 |  | 1995-03-01 |  | 1995-03-01 |  | Temporarily out of use | Jet Fuel | 20000 | Fiberglass Double Walled | 1995-03-01 | Fiberglass Reinforced Plastic | Pressurized
9026048 | 9060-A | [5 empty] | Removed from Ground | Gas (Historical Use) | 12000 | Bare Steel | 1991-08-01 | Galvanized Steel | Pressurized
9026048 | 9060-B | [5 empty] | Removed from Ground | Diesel | 12000 | Bare Steel | 1991-08-01 | Galvanized Steel | Pressurized
9026048 | 9060-C |  | 1991-10-20 |  | 1991-10-20 |  | Temporarily out of use | Jet Fuel | 12000 | Fiberglass Double Walled | 1991-10-20 | Fiberglass Reinforced Plastic | Pressurized
9026048 | 9060-D |  | 1991-10-20 |  | 1991-10-20 |  | Temporarily out of use | Jet Fuel | 12000 | Fiberglass Double Walled | 1991-08-01 | Fiberglass Reinforced Plastic | Pressurized
9026049 | 9099-A | [5 empty] | Removed from Ground | Diesel | 10000 | Bare Steel | 1981-01-01 | Galvanized Steel
9026049 | 9099-B | [5 empty] | Removed from Ground | Empty | 10000 | Bare Steel | 1981-01-01 | Galvanized Steel
9026049 | 9099-C |  | 1991-09-15 |  | 1991-09-15 |  | Temporarily out of use | Aviation Gas/AV Gas | 10000 | Fiberglass Double Walled | 1992-09-15 | Fiberglass Reinforced Plastic | Pressurized
9026049 | 9099-D |  | 1995-10-01 |  | 1995-10-01 |  | Temporarily out of use | Aviation Gas/AV Gas | 10000 | Fiberglass Double Walled | 1995-10-01 | Fiberglass Reinforced Plastic | Pressurized
9026052 | 2 |  |  | yes |  | yes | Removed from Ground | Used Oil | 1000 | Bare Steel | 1997-01-22 | Bare Steel | Gravity Fed
9026052 | 9064 B |  | 1997-01-01 | yes | 1997-01-01 | yes | Temporarily out of use | Used Oil | 2000 | Fiberglass Double Walled | 1997-01-29 | Fiberglass Reinforced Plastic | Gravity Fed
9026053 | 9111-A |  |  | yes |  | yes | Removed from Ground | Used Oil | 1000 | Bare Steel | 1995-06-13 | Bare Steel | Gravity Fed
9026053 | 9111-B |  |  | yes |  | yes | Removed from Ground | Used Oil | 1000 | Bare Steel | 1995-06-13 | Bare Steel | Gravity Fed
9026053 | 9111-C |  |  | yes |  | yes | Removed from Ground | Used Oil | 1000 | Bare Steel | 1995-09-25 | Bare Steel | Gravity Fed
9026053 | 9111-D |  |  | yes |  | yes | Removed from Ground | Used Oil | 1000 | Bare Steel | 1995-09-25 | Bare Steel | Gravity Fed
9026053 | 9111-E |  |  | yes | 1995-10-01 | yes | Removed from Ground | Used Oil | 1000 | Double Walled | 1995-09-01 | Fiberglass Reinforced Plastic | Gravity Fed
9026053 | 9111-F |  |  | yes | 1995-10-01 | yes | Closed in Ground | Used Oil | 1000 | Double Walled | 1995-10-01 | Fiberglass Reinforced Plastic | Gravity Fed
9026054 | 9097-A |  |  | yes |  | yes | Removed from Ground | Used Oil | 1000 | Bare Steel | 1995-03-31 | Bare Steel | Gravity Fed
9026054 | 9097-B |  |  | yes |  | yes | Removed from Ground | Used Oil | 1000 | Bare Steel | 1995-02-07 | Bare Steel | Gravity Fed
9026054 | 9097-C |  | 1995-05-01 | yes | 1995-05-01 | yes | Temporarily out of use | Used Oil | 1000 | Fiberglass Double Walled | 1995-05-23 | Fiberglass Reinforced Plastic | Gravity Fed
9026054 | 9097-D |  | 1995-05-01 | yes | 1998-05-01 | yes | Temporarily out of use | Used Oil | 1000 | Fiberglass Double Walled | 1998-05-01 | Fiberglass Reinforced Plastic | Gravity Fed
9026055 | 9086-1 |  |  | yes |  | yes | Removed from Ground | Used Oil | 1000 | Bare Steel | 1987-09-01 | Bare Steel | Gravity Fed
9026055 | 9086-2 |  |  | yes |  | yes | Removed from Ground | Used Oil | 2000 | Bare Steel | 1969-06-01 | Bare Steel | Gravity Fed
9026055 | 9086-3 |  | 1995-05-01 | yes | 1995-06-01 | yes | Temporarily out of use | Used Oil | 2500 | Fiberglass Double Walled | 1995-06-01 | Fiberglass Reinforced Plastic | Gravity Fed
9026057 | 9224-1 | [5 empty] | Currently in Use | Diesel | 5000 | Bare Steel |  | Bare Steel | Safe Suction (Euro)
9026058 | 4483-A | [5 empty] | Removed from Ground | Gas (Historical Use) | 10058 | Bare Steel | 1973-01-01 | Bare Steel | Pressurized
9026058 | 4483-B | [5 empty] | Removed from Ground | Diesel | 10058 | Bare Steel | 1973-01-01 | Bare Steel | Pressurized
9026059 | 4945-1 | [5 empty] | Removed from Ground | Gas (Historical Use) | 10090 | Bare Steel | 1967-01-01 | Bare Steel | Pressurized
9026060 | 4976-A | [5 empty] | Removed from Ground | Diesel | 10000 | Marked Unknown |  | Unknown
9026061 | 5085-A | [5 empty] | Removed from Ground | Gas (Historical Use) | 12000 | Marked Unknown | 1969-01-01 | Unknown
9026061 | 5085-B | [5 empty] | Removed from Ground | Diesel | 12000 | Marked Unknown | 1969-01-01 | Unknown
9026061 | 5085-C | [5 empty] | Removed from Ground | Gas (Historical Use) | 4000 | Double Walled | 1992-04-23 | Fiberglass Reinforced Plastic | Pressurized
9026061 | 5085-D | [5 empty] | Removed from Ground | Diesel | 12000 | Double Walled | 1992-04-23 | Fiberglass Reinforced Plastic | Pressurized
9026062 | 3552-A |  |  | yes |  | yes | Removed from Ground | Used Oil | 2500 | Bare Steel | 1995-08-24 | Bare Steel | Gravity Fed
9026062 | 3552-B |  |  | yes |  | yes | Removed from Ground | Used Oil | 500 | Bare Steel | 1995-08-24 | Bare Steel | Gravity Fed
9026062 | 3552-C |  | 1995-09-01 | yes | 1995-09-28 | yes | Removed from Ground | Used Oil | 2000 | Fiberglass Double Walled | 2011-10-07 | Fiberglass Reinforced Plastic
9026062 | 3552-D |  | 1995-09-28 | yes | 1995-09-28 | yes | Temporarily out of use | Used Oil | 600 | Fiberglass Double Walled | 1995-09-15 | Fiberglass Reinforced Plastic | Gravity Fed
9026063 | 4031-1 | [5 empty] | Removed from Ground | Diesel | 1000 | Bare Steel | 1996-01-16 | Bare Steel | Safe Suction (Euro)
9026064 | 4417-1 | [5 empty] | Removed from Ground | Diesel | 1500 | Bare Steel | 1996-04-01 | Bare Steel | Safe Suction (Euro)
9026065 | 4841-1 | [5 empty] | Removed from Ground | Diesel | 500 | Bare Steel |  | Bare Steel | Safe Suction (Euro)
9026066 | 3553-A | [5 empty] | Removed from Ground | Gas (Historical Use) | 10000 | Bare Steel | 1995-08-29 | Bare Steel | Pressurized
9026066 | 3553-B | [5 empty] | Removed from Ground | Diesel | 10000 | Bare Steel | 1995-08-29 | Bare Steel | Pressurized
9026066 | 3553-C |  | 1995-09-15 |  | 1995-09-15 |  | Currently in Use | Gas (Historical Use) | 10000 | Fiberglass | 1995-09-15 | Fiberglass Reinforced Plastic | Pressurized
9026066 | 3553-D |  | 1995-09-15 |  | 1995-09-15 |  | Currently in Use | Diesel | 10000 | Fiberglass | 1995-09-15 | Fiberglass Reinforced Plastic | Pressurized
9026066 | 3553-E |  | 2011-06-15 | no | 2011-06-15 | no | Currently in Use | Diesel | 10000 | Fiberglass Double Walled | 2011-06-15 | Double-Walled Fiberglass
9026066 | 3553-F |  | 2011-06-15 | no | 2011-06-15 | no | Currently in Use | Diesel | 10000 | Fiberglass Double Walled | 2011-06-15 | Double-Walled Fiberglass
9026067 | 3002-1 | [5 empty] | Removed from Ground | Diesel | 1000 | Bare Steel | 1995-10-10 | Bare Steel | Safe Suction (Euro)
9026068 | 3003-1 | [5 empty] | Currently in Use | Diesel | 1000 | Bare Steel |  | Bare Steel | Safe Suction (Euro)
9026069 | 3004-1 | [5 empty] | Currently in Use | Diesel | 1000 | Bare Steel |  | Bare Steel | Safe Suction (Euro)
9026070 | 3081-1 | [5 empty] | Permanently Out of Use - historical purposes | Diesel | 1000 | Bare Steel |  | Bare Steel | Safe Suction (Euro)
9026071 | 3095-1 | [5 empty] | Permanently Out of Use - historical purposes | Diesel | 1000 | Bare Steel |  | Bare Steel | Safe Suction (Euro)
9026072 | 3255-1 | [5 empty] | Currently in Use | Diesel | 1500 | Bare Steel |  | Bare Steel | Safe Suction (Euro)
9026073 | 3440-1 | [5 empty] | Currently in Use | Diesel | 2000 | Bare Steel |  | Bare Steel | Safe Suction (Euro)
9026074 | 3805-1 | [5 empty] | Removed from Ground | Diesel | 1000 | Bare Steel | 1995-10-01 | Bare Steel | Safe Suction (Euro)
9026075 | 3819-1 | [5 empty] | Currently in Use | Diesel | 1000 | Bare Steel |  | Bare Steel | Safe Suction (Euro)
9026076 | 8820-1 | [5 empty] | Currently in Use | Diesel | 1000 | Bare Steel |  | Bare Steel | Safe Suction (Euro)
9026077 | 4001-1 | [5 empty] | Removed from Ground | Diesel | 1000 | Bare Steel | 1995-12-01 | Bare Steel | Safe Suction (Euro)
9026078 | 4002-1 | [5 empty] | Currently in Use | Diesel | 2000 | Bare Steel |  | Bare Steel | Safe Suction (Euro)
9026079 | 4004-1 | [5 empty] | Removed from Ground | Diesel | 2000 | Bare Steel | 1995-12-01 | Bare Steel | Safe Suction (Euro)
9026080 | 4006-1 | [5 empty] | Removed from Ground | Diesel | 2000 | Bare Steel | 1995-12-01 | Bare Steel | Safe Suction (Euro)
9026082 | 4008-1 | [5 empty] | Removed from Ground | Diesel | 2000 | Bare Steel |  | Bare Steel | Safe Suction (Euro)
9026083 | 4009-1 | [5 empty] | Removed from Ground | Diesel | 2000 | Bare Steel |  | Bare Steel | Safe Suction (Euro)
9026084 | 4010-1 | [5 empty] | Currently in Use | Diesel | 2000 | Bare Steel |  | Bare Steel | Safe Suction (Euro)
9026085 | 4012-1 | [5 empty] | Permanently Out of Use - historical purposes | Diesel | 1000 | Bare Steel |  | Bare Steel | Safe Suction (Euro)
9026086 | 4013-1 | [5 empty] | Removed from Ground | Diesel | 1000 | Bare Steel | 1996-01-01 | Bare Steel | Safe Suction (Euro)
9026087 | 4014-1 | [5 empty] | Removed from Ground | Diesel | 2000 | Bare Steel | 1995-12-01 | Bare Steel | Safe Suction (Euro)
9026087 | 4014-B | [5 empty] | Removed from Ground | Diesel | 1000 | Not Marked/Unknown | 1995-12-01 | Not Marked
9026088 | 4015-1 | [5 empty] | Currently in Use | Diesel | 2000 | Bare Steel |  | Bare Steel | Safe Suction (Euro)
9026089 | 4018-1 | [5 empty] | Currently in Use | Diesel | 1000 | Bare Steel |  | Bare Steel | Safe Suction (Euro)
9026090 | 4020-1 | [5 empty] | Removed from Ground | Diesel | 2000 | Bare Steel | 1996-01-12 | Bare Steel | Safe Suction (Euro)
9026090 | 9114-A | [5 empty] | Removed from Ground | Diesel | 10000 | Bare Steel | 1995-06-07 | Bare Steel | Pressurized
9026090 | 9114-B | [5 empty] | Removed from Ground | Diesel | 10000 | Bare Steel | 1995-06-07 | Bare Steel | Pressurized
9026090 | 9114-C |  | 1995-10-01 | yes | 1995-10-01 |  | Currently in Use | Jet Fuel | 10000 | Double Walled | 1995-07-01 | Fiberglass Reinforced Plastic | Pressurized
9026090 | 9114-D |  | 1995-10-01 | yes | 1995-10-01 |  | Currently in Use | Jet Fuel | 10000 | Double Walled | 1995-07-01 | Fiberglass Reinforced Plastic | Pressurized
9026090 | 9114-E |  | 1995-09-01 | yes | 1995-09-01 | no | Currently in Use | Used Oil | 1000 | Fiberglass Double Walled | 1995-09-01 | Fiberglass Reinforced Plastic | Gravity Fed
9026090 | 9114-F |  | 1995-09-08 | yes | 1995-09-08 | no | Currently in Use | Used Oil | 1000 | Fiberglass Double Walled | 1995-08-08 | Fiberglass Reinforced Plastic | Gravity Fed
9026091 | 4022-1 | [5 empty] | Permanently Out of Use - historical purposes | Diesel | 1000 | Bare Steel |  | Bare Steel | Safe Suction (Euro)
9026092 | 4023-1 | [5 empty] | Currently in Use | Diesel | 1000 | Bare Steel |  | Bare Steel | Safe Suction (Euro)
9026094 | 4025-1 | [5 empty] | Removed from Ground | Diesel | 1000 | Bare Steel | 1996-01-01 | Bare Steel | Safe Suction (Euro)
9026095 | 4026-1 | [5 empty] | Removed from Ground | Diesel | 1000 | Bare Steel | 1996-01-01 | Bare Steel | Safe Suction (Euro)
9026096 | 4027-1 | [5 empty] | Removed from Ground | Diesel | 2000 | Bare Steel | 1996-01-01 | Bare Steel | Safe Suction (Euro)
9026097 | 4029-1 | [5 empty] | Permanently Out of Use - historical purposes | Diesel | 2000 | Bare Steel |  | Bare Steel | Safe Suction (Euro)
9026098 | 4035-1 | [5 empty] | Permanently Out of Use - historical purposes | Diesel | 2000 | Bare Steel |  | Bare Steel | Safe Suction (Euro)
9026099 | 4067-1 | [5 empty] | Removed from Ground | Diesel | 1000 | Bare Steel | 1996-01-01 | Bare Steel | Safe Suction (Euro)
9026100 | 4091-1 | [5 empty] | Permanently Out of Use - historical purposes | Diesel | 1000 | Bare Steel |  | Bare Steel | Safe Suction (Euro)
9026105 | 4108-1 | [5 empty] | Currently in Use | Diesel | 1000 | Bare Steel |  | Bare Steel | Safe Suction (Euro)
9026107 | 4113-1 | [5 empty] | Permanently Out of Use - historical purposes | Diesel | 1000 | Bare Steel |  | Bare Steel | Safe Suction (Euro)
9026110 | 4116-1 | [5 empty] | Permanently Out of Use - historical purposes | Diesel | 1000 | Bare Steel |  | Bare Steel | Safe Suction (Euro)
9026114 | 4124-1 | [5 empty] | Permanently Out of Use - historical purposes | Diesel | 1000 | Bare Steel |  | Bare Steel | Safe Suction (Euro)
9026116 | 4126-1 | [5 empty] | Permanently Out of Use - historical purposes | Diesel | 1000 | Bare Steel |  | Bare Steel | Safe Suction (Euro)
9026118 | 4128-1 | [5 empty] | Removed from Ground | Diesel | 1000 | Bare Steel | 1996-07-01 | Bare Steel | Safe Suction (Euro)
9026119 | 4129-1 | [5 empty] | Removed from Ground | Diesel | 1000 | Bare Steel | 1996-07-01 | Bare Steel | Safe Suction (Euro)
9026123 | 4138-1 | [5 empty] | Removed from Ground | Diesel | 1000 | Bare Steel | 1996-07-01 | Bare Steel | Safe Suction (Euro)
9026124 | 4139-1 | [5 empty] | Removed from Ground | Diesel | 1000 | Bare Steel | 1996-07-01 | Bare Steel | Safe Suction (Euro)
9026125 | 4140-1 | [5 empty] | Removed from Ground | Diesel | 1000 | Bare Steel | 1996-07-01 | Bare Steel | Safe Suction (Euro)
9026128 | 4150-1 | [5 empty] | Removed from Ground | Diesel | 1000 | Bare Steel | 1996-08-01 | Bare Steel | Safe Suction (Euro)
9026129 | 4230-1 | [5 empty] | Permanently Out of Use - historical purposes | Diesel | 1000 | Bare Steel |  | Bare Steel | Safe Suction (Euro)
9026130 | 4303-A | [5 empty] | Removed from Ground | Diesel | 3000 | Bare Steel | 1995-01-01 | Bare Steel | Safe Suction (Euro)
9026130 | 4303-B | [5 empty] | Currently in Use | Diesel | 3000 | Bare Steel |  | Bare Steel | Safe Suction (Euro)
9026131 | 4313-1 | [5 empty] | Permanently Out of Use - historical purposes | Diesel | 1000 | Bare Steel |  | Bare Steel | Safe Suction (Euro)
9026132 | 4314-1 | [5 empty] | Currently in Use | Diesel | 1000 | Bare Steel |  | Bare Steel | Safe Suction (Euro)
9026133 | 4315-1 | [5 empty] | Currently in Use | Diesel | 1000 | Bare Steel |  | Bare Steel | Safe Suction (Euro)
9026134 | 4319-1 | [5 empty] | Permanently Out of Use - historical purposes | Diesel | 1000 | Bare Steel |  | Bare Steel | Safe Suction (Euro)
9026135 | 4430-1 | [5 empty] | Currently in Use | Diesel | 1000 | Bare Steel |  | Bare Steel | Safe Suction (Euro)
9026136 | 4437-1 | [5 empty] | Currently in Use | Diesel | 1000 | Bare Steel |  | Bare Steel | Safe Suction (Euro)
9026137 | 4445-1 | [5 empty] | Currently in Use | Diesel | 1000 | Bare Steel |  | Bare Steel | Safe Suction (Euro)
9026138 | 4455-1 | [5 empty] | Currently in Use | Diesel | 1000 | Bare Steel |  | Bare Steel | Safe Suction (Euro)
9026139 | 4467-1 | [5 empty] | Currently in Use | Diesel | 1000 | Bare Steel |  | Bare Steel | Safe Suction (Euro)
9026140 | 4476-1 | [5 empty] | Currently in Use | Diesel | 1000 | Bare Steel |  | Bare Steel | Safe Suction (Euro)
9026141 | 4481-1 | [5 empty] | Permanently Out of Use - historical purposes | Diesel | 1000 | Bare Steel |  | Bare Steel | Safe Suction (Euro)
9026142 | 4491-1 | [5 empty] | Permanently Out of Use - historical purposes | Diesel | 5000 | Bare Steel |  | Bare Steel | Safe Suction (Euro)
9026144 | 4495-1 | [5 empty] | Removed from Ground | Diesel | 2000 | Bare Steel | 1996-04-01 | Bare Steel | Safe Suction (Euro)
9026145 | 4496-1 | [5 empty] | Removed from Ground | Diesel | 2000 | Bare Steel | 1996-04-01 | Bare Steel | Safe Suction (Euro)
9026146 | 4497-1 | [5 empty] | Permanently Out of Use - historical purposes | Diesel | 2000 | Bare Steel |  | Bare Steel | Safe Suction (Euro)
9026147 | 4501-1 | [5 empty] | Permanently Out of Use - historical purposes | Diesel | 1000 | Bare Steel |  | Bare Steel | Safe Suction (Euro)
9026148 | 4502-1 | [5 empty] | Permanently Out of Use - historical purposes | Diesel | 1000 | Bare Steel |  | Bare Steel | Safe Suction (Euro)
9026149 | 4503-1 | [5 empty] | Permanently Out of Use - historical purposes | Diesel | 1000 | Bare Steel |  | Bare Steel | Safe Suction (Euro)
9026150 | 4504-1 | [5 empty] | Permanently Out of Use - historical purposes | Diesel | 1000 | Bare Steel |  | Bare Steel | Safe Suction (Euro)
9026151 | 398-A |  |  | yes |  | yes | Removed from Ground | Used Oil | 77000 | Concrete | 1935-01-01 | Unknown
9026151 | 398-B |  |  | yes |  | yes | Removed from Ground | Used Oil | 0 | Concrete | 1935-01-01 | Unknown
9026151 | 398-C |  |  | yes |  | yes | Removed from Ground | Used Oil | 0 | Concrete | 1935-01-01 | Unknown
9026152 | 9122-1 | [5 empty] | Currently in Use | Other | 2000 | Composite | 1993-09-23 | Not Marked | Gravity Fed
9026153 | 9115 | [5 empty] | Currently in Use | Other | 2000 | Composite | 1992-07-15 | Not Marked | Gravity Fed
9026155 | 1622-A | [5 empty] | Removed from Ground | Gas (Historical Use) | 10000 | Bare Steel | 1968-01-01 | Bare Steel | Pressurized
9026155 | 1622-B | [5 empty] | Removed from Ground | Gas (Historical Use) | 10000 | Bare Steel | 1968-01-01 | Bare Steel | Pressurized
9026155 | 1622-C | [5 empty] | Removed from Ground | Gas (Historical Use) | 10000 | Bare Steel | 1968-01-01 | Galvanized Steel | Pressurized
9026155 | 1622-D | [5 empty] | Removed from Ground | Gas (Historical Use) | 10000 | Bare Steel | 1968-01-01 | Galvanized Steel | Pressurized
9026155 | 1622-E | [5 empty] | Removed from Ground | Diesel | 10000 | Bare Steel | 1968-01-01 | Bare Steel | Pressurized
9026155 | 1622-F | [5 empty] | Removed from Ground | Other | 10000 | Bare Steel | 1968-01-01 | Bare Steel | Pressurized
9026155 | 1622-G |  |  | yes |  | yes | Removed from Ground | Used Oil | 10000 | Bare Steel | 1995-02-13 | Bare Steel | Gravity Fed
9026155 | 1622-H | [5 empty] | Removed from Ground | Gas (Historical Use) | 10000 | Double Walled | 1991-04-02 | Fiberglass Reinforced Plastic | Pressurized
9026155 | 1622-J |  | 1996-05-01 | no | 1996-05-01 | no | Removed from Ground | Gas (Historical Use) | 10000 | Fiberglass Double Walled | 1996-04-01 | Fiberglass Reinforced Plastic | Pressurized
9026155 | 1622-K |  | 1996-05-01 | no | 1996-05-01 | no | Removed from Ground | Gas (Historical Use) | 10000 | Fiberglass Double Walled | 1996-04-01 | Fiberglass Reinforced Plastic | Pressurized
9026155 | 1622-L |  | 1996-05-01 | no | 1996-05-01 | no | Removed from Ground | Gas (Historical Use) | 10000 | Fiberglass Double Walled | 1996-04-01 | Fiberglass Reinforced Plastic | Pressurized
9026155 | 1622-M |  | 1996-05-01 | no | 1996-05-01 | no | Removed from Ground | Gas (Historical Use) | 10000 | Fiberglass Double Walled | 1996-04-01 | Fiberglass Reinforced Plastic | Pressurized
9026155 | 1622-N |  | 1996-05-01 | no | 1996-05-01 | no | Removed from Ground | Gas (Historical Use) | 10000 | Fiberglass Double Walled | 1996-04-01 | Fiberglass Reinforced Plastic | Pressurized
9026156 | 4217-1 |  | 1991-01-01 | no | 1991-01-01 | no | Removed from Ground |  | 10000 | Fiberglass Double Walled | 2014-07-25 | Double-Walled Fiberglass | Pressurized
9026156 | 4217-2 |  | 1991-01-01 | no | 1991-01-01 | no | Removed from Ground |  | 10000 | Fiberglass Double Walled | 2014-07-25 | Double-Walled Fiberglass | Pressurized
9026156 | 4217-3 |  | 1991-01-01 | no | 1991-01-01 | no | Removed from Ground |  | 10000 | Fiberglass Double Walled | 2014-07-25 | Double-Walled Fiberglass | Pressurized
9026156 | 4217-D | [5 empty] | Removed from Ground | Other | 0 | Not Marked/Unknown | 1993-01-01 | Not Marked
9026156 | 4217-E | [5 empty] | Removed from Ground | Other | 0 | Not Marked/Unknown | 1993-01-01 | Not Marked
9026156 | 4217-F | [5 empty] | Removed from Ground | Other | 0 | Not Marked/Unknown | 1993-01-01 | Not Marked
9026156 | 4217-G | [5 empty] | Removed from Ground | Other | 0 | Not Marked/Unknown | 1993-01-01 | Not Marked
9026156 | 4217-H | [5 empty] | Removed from Ground | Other | 0 | Not Marked/Unknown | 1993-01-01 | Not Marked
9026156 | 4217-I | [5 empty] | Removed from Ground | Other | 0 | Not Marked/Unknown | 1993-01-01 | Not Marked
9026159 | 239-A | [5 empty] | Removed from Ground | Other | 10000 | Bare Steel | 1966-01-01 | Bare Steel | Pressurized
9026159 | 239-B | [5 empty] | Removed from Ground | Other | 10000 | Bare Steel | 1966-01-01 | Bare Steel | Pressurized
9026159 | 239-C | [5 empty] | Removed from Ground | Other | 15000 | Bare Steel | 1966-01-01 | Bare Steel | Pressurized
9026160 | 4546-A | [5 empty] | Removed from Ground | Diesel | 10000 | Bare Steel | 1995-02-17 | Bare Steel | Safe Suction (Euro)
9026160 | 4546-B | [5 empty] | Removed from Ground | Gas (Historical Use) | 10000 | Bare Steel | 1995-02-17 | Bare Steel | Pressurized
9026160 | 4546-C | [5 empty] | Removed from Ground | Gas (Historical Use) | 10000 | Bare Steel | 1995-02-17 | Bare Steel | Pressurized
9026160 | 4546-D | [5 empty] | Removed from Ground | Gas (Historical Use) | 1 | Bare Steel |  | Bare Steel | Pressurized
9026161 | 486-A | [5 empty] | Removed from Ground | Diesel | 0 | Bare Steel | 1992-08-30 | Bare Steel | Pressurized
9026161 | 486-B | [5 empty] | Removed from Ground | Gas (Historical Use) | 0 | Bare Steel | 1992-08-30 | Bare Steel | Pressurized
9026162 | 1 |  |  | no |  | no | Removed from Ground | Used Oil | 250 | Unknown | 2006-04-26
9026162 | 10800-A | [5 empty] | Removed from Ground | Other | 8000 | Bare Steel | 1958-01-01 | Bare Steel | Pressurized
9026162 | 10800-B | [5 empty] | Removed from Ground | Other | 8000 | Bare Steel | 1958-01-01 | Bare Steel | Pressurized
9026162 | 10800-C | [5 empty] | Removed from Ground | Other | 8000 | Bare Steel | 1958-01-01 | Bare Steel | Pressurized
9026162 | 10800-D | [5 empty] | Removed from Ground | Other | 8000 | Bare Steel | 1958-01-01 | Bare Steel | Pressurized
9026165 | 5500-1 | [5 empty] | Currently in Use | Diesel | 1000 | Bare Steel | 1983-01-01 | Bare Steel | Pressurized
9026166 | 9116-A |  |  | yes |  | yes | Removed from Ground | Used Oil | 1000 | Bare Steel | 1995-05-01 | Bare Steel | Gravity Fed
9026166 | 9116-B |  |  | yes |  | yes | Removed from Ground | Used Oil | 1000 | Bare Steel | 1995-08-01 | Bare Steel | Gravity Fed
9026166 | 9116-C |  | 1995-05-23 | yes | 1995-05-23 | no | Currently in Use | Used Oil | 2649 | Fiberglass Double Walled | 1995-05-23 | Double-Walled Fiberglass | Gravity Fed
9026166 | 9116-D |  |  | yes | 1995-05-01 | yes | Removed from Ground | Used Oil | 2081 | Double Walled | 1995-05-23 | Fiberglass Reinforced Plastic | Gravity Fed
9026166 | 9116-E |  | 1995-08-01 | yes | 1995-05-01 | yes | Currently in Use | Used Oil | 2000 | Fiberglass Double Walled | 1995-05-23 | Fiberglass Reinforced Plastic | Gravity Fed
9026166 | 9619-B |  |  | yes |  | yes | Permanently Out Of Use | Used Oil | 2500 | Not Marked/Unknown | 1995-08-01 | Not Marked
9026166 | 9620-B |  |  | yes |  | yes | Removed from Ground | Used Oil | 2500 | Not Marked/Unknown | 1995-06-01 | Not Marked
9026167 | 9114-A | [5 empty] | Removed from Ground | Diesel | 10000 | Bare Steel | 1995-09-01 | Bare Steel | Pressurized
9026168 | 2843-1 |  |  | yes |  | yes | Removed from Ground | Used Oil | 750 | Bare Steel | 1974-01-01 | Bare Steel | Gravity Fed
9026169 | 4507-1 | [5 empty] | Permanently Out of Use - historical purposes | Diesel | 1000 | Bare Steel |  | Bare Steel | Safe Suction (Euro)
9026170 | 4151-1 | [5 empty] | Permanently Out of Use - historical purposes | Diesel | 1000 | Bare Steel |  | Bare Steel | Safe Suction (Euro)
9026171 | 4508-1 | [5 empty] | Permanently Out of Use - historical purposes | Diesel | 1000 | Bare Steel |  | Bare Steel | Safe Suction (Euro)
9026172 | 4510-1 | [5 empty] | Permanently Out of Use - historical purposes | Diesel | 1000 | Bare Steel |  | Bare Steel | Safe Suction (Euro)
9026173 | 4511-1 | [5 empty] | Permanently Out of Use - historical purposes | Diesel | 1000 | Bare Steel |  | Bare Steel | Safe Suction (Euro)
9026174 | 4544-1 | [5 empty] | Permanently Out of Use - historical purposes | Diesel | 1000 | Bare Steel |  | Bare Steel | Safe Suction (Euro)
9026175 | 4545-1 | [5 empty] | Permanently Out of Use - historical purposes | Diesel | 1000 | Bare Steel |  | Bare Steel | Safe Suction (Euro)
9026177 | 4553-1 | [5 empty] | Permanently Out of Use - historical purposes | Diesel | 1000 | Bare Steel |  | Bare Steel | Safe Suction (Euro)
9026179 | 4608-1 | [5 empty] | Permanently Out of Use - historical purposes | Diesel | 1000 | Bare Steel |  | Bare Steel | Safe Suction (Euro)
9026181 | 4615-1 | [5 empty] | Permanently Out of Use - historical purposes | Diesel | 1000 | Bare Steel |  | Bare Steel | Safe Suction (Euro)
9026182 | 4618-1 | [5 empty] | Permanently Out of Use - historical purposes | Diesel | 2000 | Bare Steel |  | Bare Steel | Safe Suction (Euro)
9026184 | 4635-1 | [5 empty] | Currently in Use | Diesel | 1000 | Bare Steel |  | Bare Steel | Safe Suction (Euro)
9026186 | 4689-1 | [5 empty] | Permanently Out of Use - historical purposes | Diesel | 1000 | Bare Steel |  | Bare Steel | Safe Suction (Euro)
9026187 | 4695-1 | [5 empty] | Removed from Ground | Diesel | 1000 | Bare Steel | 1996-04-01 | Bare Steel | Safe Suction (Euro)
9026188 | 4751-1 | [5 empty] | Permanently Out of Use - historical purposes | Diesel | 2000 | Bare Steel |  | Bare Steel | Safe Suction (Euro)
9026189 | 4752-1 | [5 empty] | Permanently Out of Use - historical purposes | Diesel | 1000 | Bare Steel |  | Bare Steel | Safe Suction (Euro)
9026190 | 4762-1 | [5 empty] | Currently in Use | Diesel | 1000 | Bare Steel |  | Bare Steel | Safe Suction (Euro)
9026191 | 4802-1 | [5 empty] | Permanently Out of Use - historical purposes | Diesel | 2000 | Bare Steel |  | Bare Steel | Safe Suction (Euro)
9026192 | 4803-1 | [5 empty] | Permanently Out of Use - historical purposes | Diesel | 2000 | Bare Steel |  | Bare Steel | Safe Suction (Euro)
9026194 | 4806-1 | [5 empty] | Permanently Out of Use - historical purposes | Diesel | 1000 | Bare Steel |  | Bare Steel | Safe Suction (Euro)
9026195 | 4807-1 | [5 empty] | Permanently Out of Use - historical purposes | Diesel | 1000 | Bare Steel |  | Bare Steel | Safe Suction (Euro)
9026197 | 4809-1 | [5 empty] | Permanently Out of Use - historical purposes | Diesel | 1000 | Bare Steel |  | Bare Steel | Safe Suction (Euro)
9026200 | 4812-1 | [5 empty] | Permanently Out of Use - historical purposes | Diesel | 2000 | Bare Steel |  | Bare Steel | Safe Suction (Euro)
9026202 | 4818-1 | [5 empty] | Permanently Out of Use - historical purposes | Diesel | 2000 | Bare Steel |  | Bare Steel | Safe Suction (Euro)
9026205 | 4822-1 | [5 empty] | Permanently Out of Use - historical purposes | Diesel | 1000 | Bare Steel |  | Bare Steel | Safe Suction (Euro)
9026207 | 4824-1 | [5 empty] | Permanently Out of Use - historical purposes | Diesel | 2000 | Bare Steel |  | Bare Steel | Safe Suction (Euro)
9026208 | 4826-1 | [5 empty] | Permanently Out of Use - historical purposes | Diesel | 2000 | Bare Steel |  | Bare Steel | Safe Suction (Euro)
9026209 | 4827-1 | [5 empty] | Permanently Out of Use - historical purposes | Diesel | 2000 | Bare Steel |  | Bare Steel | Safe Suction (Euro)
9026210 | 4828-1 | [5 empty] | Permanently Out of Use - historical purposes | Diesel | 2000 | Bare Steel |  | Bare Steel | Safe Suction (Euro)
9026211 | 4829-1 | [5 empty] | Permanently Out of Use - historical purposes | Diesel | 2000 | Bare Steel |  | Bare Steel | Safe Suction (Euro)
9026212 | 4831-1 | [5 empty] | Permanently Out of Use - historical purposes | Diesel | 2000 | Bare Steel |  | Bare Steel | Safe Suction (Euro)
9026213 | 4835-1 | [5 empty] | Permanently Out of Use - historical purposes | Diesel | 1000 | Bare Steel |  | Bare Steel | Safe Suction (Euro)
9026214 | 4844-1 | [5 empty] | Permanently Out of Use - historical purposes | Diesel | 2000 | Bare Steel |  | Bare Steel | Safe Suction (Euro)
9026215 | 4845-1 | [5 empty] | Permanently Out of Use - historical purposes | Diesel | 2000 | Bare Steel |  | Bare Steel | Safe Suction (Euro)
9026216 | 4847-1 | [5 empty] | Permanently Out of Use - historical purposes | Diesel | 1000 | Bare Steel |  | Bare Steel | Safe Suction (Euro)
9026217 | 4851-1 | [5 empty] | Permanently Out of Use - historical purposes | Diesel | 2000 | Bare Steel |  | Bare Steel | Safe Suction (Euro)
9026218 | 4852-1 | [5 empty] | Permanently Out of Use - historical purposes | Diesel | 2000 | Bare Steel |  | Bare Steel | Safe Suction (Euro)
9026219 | 4853-1 | [5 empty] | Permanently Out of Use - historical purposes | Diesel | 2000 | Bare Steel |  | Bare Steel | Safe Suction (Euro)
9026220 | 4854-1 | [5 empty] | Permanently Out of Use - historical purposes | Diesel | 2000 | Bare Steel |  | Bare Steel | Safe Suction (Euro)
9026221 | 4855-1 | [5 empty] | Permanently Out of Use - historical purposes | Diesel | 1000 | Bare Steel |  | Bare Steel | Safe Suction (Euro)
9026222 | 4856-1 | [5 empty] | Permanently Out of Use - historical purposes | Diesel | 2000 | Bare Steel |  | Bare Steel | Safe Suction (Euro)
9026223 | 4857-1 | [5 empty] | Permanently Out of Use - historical purposes | Diesel | 2000 | Bare Steel |  | Bare Steel | Safe Suction (Euro)
9026224 | 4858-1 | [5 empty] | Permanently Out of Use - historical purposes | Diesel | 1000 | Bare Steel |  | Bare Steel | Safe Suction (Euro)
9026225 | 4859-1 | [5 empty] | Permanently Out of Use - historical purposes | Diesel | 2000 | Bare Steel |  | Bare Steel | Safe Suction (Euro)
9026226 | 4860-1 | [5 empty] | Permanently Out of Use - historical purposes | Diesel | 2000 | Bare Steel |  | Bare Steel | Safe Suction (Euro)
9026227 | 4861-1 | [5 empty] | Permanently Out of Use - historical purposes | Diesel | 2000 | Bare Steel |  | Bare Steel | Safe Suction (Euro)
9026228 | 4862-1 | [5 empty] | Permanently Out of Use - historical purposes | Diesel | 2000 | Bare Steel |  | Bare Steel | Safe Suction (Euro)
9026229 | 4867-1 | [5 empty] | Permanently Out of Use - historical purposes | Diesel | 2000 | Bare Steel |  | Bare Steel | Safe Suction (Euro)
9026230 | 4868-1 | [5 empty] | Permanently Out of Use - historical purposes | Diesel | 2000 | Bare Steel |  | Bare Steel | Safe Suction (Euro)
9026231 | 4869-1 | [5 empty] | Permanently Out of Use - historical purposes | Diesel | 2000 | Bare Steel |  | Bare Steel | Safe Suction (Euro)
9026232 | 4870-1 | [5 empty] | Permanently Out of Use - historical purposes | Diesel | 2000 | Bare Steel |  | Bare Steel | Safe Suction (Euro)
9026233 | 4871-1 | [5 empty] | Permanently Out of Use - historical purposes | Diesel | 1000 | Bare Steel |  | Bare Steel | Safe Suction (Euro)
9026234 | 4872-1 | [5 empty] | Permanently Out of Use - historical purposes | Diesel | 2000 | Bare Steel |  | Bare Steel | Safe Suction (Euro)
9026235 | 4873-1 | [5 empty] | Permanently Out of Use - historical purposes | Diesel | 2000 | Bare Steel |  | Bare Steel | Safe Suction (Euro)
9026237 | 4875-1 | [5 empty] | Permanently Out of Use - historical purposes | Diesel | 2000 | Bare Steel |  | Bare Steel | Safe Suction (Euro)
9026238 | 4876-1 | [5 empty] | Permanently Out of Use - historical purposes | Diesel | 2000 | Bare Steel |  | Bare Steel | Safe Suction (Euro)
9026239 | 4877-1 | [5 empty] | Permanently Out of Use - historical purposes | Diesel | 2000 | Bare Steel |  | Bare Steel | Safe Suction (Euro)
9026240 | 4878-1 | [5 empty] | Permanently Out of Use - historical purposes | Diesel | 2000 | Bare Steel |  | Bare Steel | Safe Suction (Euro)
9026241 | 4880-1 | [5 empty] | Permanently Out of Use - historical purposes | Diesel | 2000 | Bare Steel |  | Bare Steel | Safe Suction (Euro)
9026242 | 4902-1 | [5 empty] | Permanently Out of Use - historical purposes | Diesel | 2000 | Bare Steel |  | Bare Steel | Safe Suction (Euro)
9026243 | 4903-1 | [5 empty] | Permanently Out of Use - historical purposes | Diesel | 2000 | Bare Steel |  | Bare Steel | Safe Suction (Euro)
9026244 | 4904-1 | [5 empty] | Permanently Out of Use - historical purposes | Diesel | 2000 | Bare Steel |  | Bare Steel | Safe Suction (Euro)
9026245 | 4905-1 | [5 empty] | Permanently Out of Use - historical purposes | Diesel | 2000 | Bare Steel |  | Bare Steel | Safe Suction (Euro)
9026246 | 4906-1 | [5 empty] | Permanently Out of Use - historical purposes | Diesel | 1000 | Bare Steel |  | Bare Steel | Safe Suction (Euro)
9026247 | 4907-1 | [5 empty] | Permanently Out of Use - historical purposes | Diesel | 2000 | Bare Steel |  | Bare Steel | Safe Suction (Euro)
9026248 | 4908-1 | [5 empty] | Permanently Out of Use - historical purposes | Diesel | 2000 | Bare Steel |  | Bare Steel | Safe Suction (Euro)
9026249 | 4909-1 | [5 empty] | Permanently Out of Use - historical purposes | Diesel | 1000 | Bare Steel |  | Bare Steel | Safe Suction (Euro)
9026250 | 4910-1 | [5 empty] | Permanently Out of Use - historical purposes | Diesel | 2000 | Bare Steel |  | Bare Steel | Safe Suction (Euro)
9026251 | 4911-1 | [5 empty] | Permanently Out of Use - historical purposes | Diesel | 2000 | Bare Steel |  | Bare Steel | Safe Suction (Euro)
9026253 | 4915-1 | [5 empty] | Permanently Out of Use - historical purposes | Diesel | 1000 | Bare Steel |  | Bare Steel | Safe Suction (Euro)
9026254 | 4918-1 | [5 empty] | Permanently Out of Use - historical purposes | Diesel | 2000 | Bare Steel |  | Bare Steel | Safe Suction (Euro)
9026255 | 4919-1 | [5 empty] | Permanently Out of Use - historical purposes | Diesel | 2000 | Bare Steel |  | Bare Steel | Safe Suction (Euro)
9026257 | 4921-1 | [5 empty] | Permanently Out of Use - historical purposes | Diesel | 2000 | Bare Steel |  | Bare Steel | Safe Suction (Euro)
9026258 | 4922-1 | [5 empty] | Permanently Out of Use - historical purposes | Diesel | 1000 | Bare Steel |  | Bare Steel | Safe Suction (Euro)
9026259 | 4924-1 | [5 empty] | Permanently Out of Use - historical purposes | Diesel | 2000 | Bare Steel |  | Bare Steel | Safe Suction (Euro)
9026260 | 4925-1 | [5 empty] | Permanently Out of Use - historical purposes | Diesel | 1000 | Bare Steel |  | Bare Steel | Safe Suction (Euro)
9026261 | 4926-1 | [5 empty] | Permanently Out of Use - historical purposes | Diesel | 2000 | Bare Steel |  | Bare Steel | Safe Suction (Euro)
9026262 | 4927-1 | [5 empty] | Permanently Out of Use - historical purposes | Diesel | 2000 | Bare Steel |  | Bare Steel | Safe Suction (Euro)
9026263 | 4928-1 | [5 empty] | Permanently Out of Use - historical purposes | Diesel | 2000 | Bare Steel |  | Bare Steel | Safe Suction (Euro)
9026264 | 4929-1 | [5 empty] | Permanently Out of Use - historical purposes | Diesel | 2000 | Bare Steel |  | Bare Steel | Safe Suction (Euro)
9026265 | 4931-1 | [5 empty] | Permanently Out of Use - historical purposes | Diesel | 2000 | Bare Steel |  | Bare Steel | Safe Suction (Euro)
9026266 | 4933-1 | [5 empty] | Permanently Out of Use - historical purposes | Diesel | 2000 | Bare Steel |  | Bare Steel | Safe Suction (Euro)
9026267 | 4934-1 | [5 empty] | Permanently Out of Use - historical purposes | Diesel | 1000 | Bare Steel |  | Bare Steel | Safe Suction (Euro)
9026268 | 4935-1 | [5 empty] | Permanently Out of Use - historical purposes | Diesel | 2000 | Bare Steel |  | Bare Steel | Safe Suction (Euro)
9026269 | 4936-1 | [5 empty] | Permanently Out of Use - historical purposes | Diesel | 2000 | Bare Steel |  | Bare Steel | Safe Suction (Euro)
9026270 | 4937-1 | [5 empty] | Permanently Out of Use - historical purposes | Diesel | 2000 | Bare Steel |  | Bare Steel | Safe Suction (Euro)
9026271 | 4938-1 | [5 empty] | Permanently Out of Use - historical purposes | Diesel | 1000 | Bare Steel |  | Bare Steel | Safe Suction (Euro)
9026272 | 4939-1 | [5 empty] | Permanently Out of Use - historical purposes | Diesel | 1000 | Bare Steel |  | Bare Steel | Safe Suction (Euro)
9026273 | 4946-1 | [5 empty] | Permanently Out of Use - historical purposes | Diesel | 1000 | Bare Steel |  | Bare Steel | Safe Suction (Euro)
9026274 | 4947-1 | [5 empty] | Permanently Out of Use - historical purposes | Diesel | 1000 | Bare Steel |  | Bare Steel | Safe Suction (Euro)
9026275 | 4948-1 | [5 empty] | Permanently Out of Use - historical purposes | Diesel | 1000 | Bare Steel |  | Bare Steel | Safe Suction (Euro)
9026276 | 4949-1 | [5 empty] | Permanently Out of Use - historical purposes | Diesel | 1000 | Bare Steel |  | Bare Steel | Safe Suction (Euro)
9026277 | 4954-1 | [5 empty] | Permanently Out of Use - historical purposes | Diesel | 1000 | Bare Steel |  | Bare Steel | Safe Suction (Euro)
9026278 | 4969-1 | [5 empty] | Currently in Use | Diesel | 2000 | Bare Steel |  | Bare Steel | Safe Suction (Euro)
9026279 | 5014-1 | [5 empty] | Permanently Out of Use - historical purposes | Diesel | 1000 | Bare Steel |  | Bare Steel | Safe Suction (Euro)
9026282 | 5084-1 | [5 empty] | Currently in Use | Diesel | 2500 | Bare Steel |  | Bare Steel | Safe Suction (Euro)
9026283 | 5260-1 | [5 empty] | Permanently Out of Use - historical purposes | Diesel | 1000 | Bare Steel |  | Bare Steel | Safe Suction (Euro)
9026289 | 5272-1 | [5 empty] | Permanently Out of Use - historical purposes | Diesel | 1000 | Bare Steel |  | Bare Steel | Safe Suction (Euro)
9026296 | 5280-1 | [5 empty] | Permanently Out of Use - historical purposes | Diesel | 1000 | Bare Steel |  | Bare Steel | Safe Suction (Euro)
9026297 | 5281-1 | [5 empty] | Permanently Out of Use - historical purposes | Diesel | 1000 | Bare Steel |  | Bare Steel | Safe Suction (Euro)
9026298 | 5282-1 | [5 empty] | Permanently Out of Use - historical purposes | Diesel | 1000 | Bare Steel |  | Bare Steel | Safe Suction (Euro)
9026299 | 5283-1 | [5 empty] | Permanently Out of Use - historical purposes | Diesel | 1000 | Bare Steel |  | Bare Steel | Safe Suction (Euro)
9026300 | 5284-1 | [5 empty] | Permanently Out of Use - historical purposes | Diesel | 1000 | Bare Steel |  | Bare Steel | Safe Suction (Euro)
9026301 | 5298-1 | [5 empty] | Permanently Out of Use - historical purposes | Diesel | 2000 | Bare Steel |  | Bare Steel | Safe Suction (Euro)
9026302 | 5299-1 | [5 empty] | Permanently Out of Use - historical purposes | Diesel | 2000 | Bare Steel |  | Bare Steel | Safe Suction (Euro)
9026303 | 5301-1 | [5 empty] | Permanently Out of Use - historical purposes | Diesel | 1000 | Bare Steel |  | Bare Steel | Safe Suction (Euro)
9026304 | 5302-1 | [5 empty] | Permanently Out of Use - historical purposes | Diesel | 1000 | Bare Steel |  | Bare Steel | Safe Suction (Euro)
9026305 | 5303-1 | [5 empty] | Permanently Out of Use - historical purposes | Diesel | 1000 | Bare Steel |  | Bare Steel | Safe Suction (Euro)
9026306 | 5304-1 | [5 empty] | Permanently Out of Use - historical purposes | Diesel | 1000 | Bare Steel |  | Bare Steel | Safe Suction (Euro)
9026307 | 5305-1 | [5 empty] | Permanently Out of Use - historical purposes | Diesel | 1000 | Bare Steel |  | Bare Steel | Safe Suction (Euro)
9026308 | 5310-1 | [5 empty] | Permanently Out of Use - historical purposes | Diesel | 2000 | Bare Steel |  | Bare Steel | Safe Suction (Euro)
9026309 | 5320-1 | [5 empty] | Permanently Out of Use - historical purposes | Diesel | 1000 | Bare Steel |  | Bare Steel | Safe Suction (Euro)
9026310 | 5321-1 | [5 empty] | Permanently Out of Use - historical purposes | Diesel | 1000 | Bare Steel |  | Bare Steel | Safe Suction (Euro)
9026311 | 5322-1 | [5 empty] | Permanently Out of Use - historical purposes | Diesel | 1000 | Bare Steel |  | Bare Steel | Safe Suction (Euro)
9026312 | 5328-1 | [5 empty] | Permanently Out of Use - historical purposes | Diesel | 1000 | Bare Steel |  | Bare Steel | Safe Suction (Euro)
9026313 | 5360-1 | [5 empty] | Permanently Out of Use - historical purposes | Diesel | 2000 | Bare Steel |  | Bare Steel | Safe Suction (Euro)
9026314 | 5363-1 | [5 empty] | Permanently Out of Use - historical purposes | Diesel | 2000 | Bare Steel |  | Bare Steel | Safe Suction (Euro)
9026315 | 5364-1 | [5 empty] | Permanently Out of Use - historical purposes | Diesel | 2000 | Bare Steel |  | Bare Steel | Safe Suction (Euro)
9026316 | 5365-1 | [5 empty] | Permanently Out of Use - historical purposes | Diesel | 2000 | Bare Steel |  | Bare Steel | Safe Suction (Euro)
9026317 | 5366-1 | [5 empty] | Permanently Out of Use - historical purposes | Diesel | 2000 | Bare Steel |  | Bare Steel | Safe Suction (Euro)
9026318 | 5367-1 | [5 empty] | Permanently Out of Use - historical purposes | Diesel | 2000 | Bare Steel |  | Bare Steel | Safe Suction (Euro)
9026319 | 5374-1 | [5 empty] | Permanently Out of Use - historical purposes | Diesel | 1000 | Bare Steel |  | Bare Steel | Safe Suction (Euro)
9026320 | 5375-1 | [5 empty] | Permanently Out of Use - historical purposes | Diesel | 1000 | Bare Steel |  | Bare Steel | Safe Suction (Euro)
9026321 | 5376-1 | [5 empty] | Permanently Out of Use - historical purposes | Diesel | 1000 | Bare Steel |  | Bare Steel | Safe Suction (Euro)
9026322 | 5379-1 | [5 empty] | Permanently Out of Use - historical purposes | Diesel | 1000 | Bare Steel |  | Bare Steel | Safe Suction (Euro)
9026323 | 5384-1 | [5 empty] | Permanently Out of Use - historical purposes | Diesel | 1000 | Bare Steel |  | Bare Steel | Safe Suction (Euro)
9026324 | 5394-1 | [5 empty] | Permanently Out of Use - historical purposes | Diesel | 5000 | Bare Steel |  | Bare Steel | Safe Suction (Euro)
9026325 | 5396-1 | [5 empty] | Permanently Out of Use - historical purposes | Diesel | 6500 | Bare Steel |  | Bare Steel | Safe Suction (Euro)
9026326 | 5403-1 | [5 empty] | Permanently Out of Use - historical purposes | Diesel | 2000 | Bare Steel |  | Bare Steel | Safe Suction (Euro)
9026327 | 5956-1 | [5 empty] | Permanently Out of Use - historical purposes | Diesel | 1000 | Bare Steel |  | Bare Steel | Safe Suction (Euro)
9026328 | 6569-1 | [5 empty] | Permanently Out of Use - historical purposes | Diesel | 1000 | Bare Steel |  | Bare Steel | Safe Suction (Euro)
9026329 | 4050-1 | [5 empty] | Permanently Out of Use - historical purposes | Diesel | 500 | Bare Steel |  | Bare Steel | Safe Suction (Euro)
9026330 | 3817-A | [5 empty] | Permanently Out of Use - historical purposes | Diesel | 275 | Bare Steel |  | Bare Steel | Safe Suction (Euro)
9026330 | 3817-B | [5 empty] | Permanently Out of Use - historical purposes | Diesel | 275 | Bare Steel |  | Bare Steel | Safe Suction (Euro)
9026332 | 4509-1 | [5 empty] | Permanently Out of Use - historical purposes | Diesel | 500 | Bare Steel |  | Bare Steel | Safe Suction (Euro)
9026333 | 4640-1 | [5 empty] | Removed from Ground | Diesel | 1000 | Bare Steel | 1997-03-25 | Bare Steel | Safe Suction (Euro)
9026334 | 6601-1 | [5 empty] | Removed from Ground | Diesel | 12000 | Bare Steel | 1976-01-01 | Bare Steel | Pressurized
9026342 | 9051-A | [5 empty] | Removed from Ground | Gas (Historical Use) | 10000 | Bare Steel | 1970-01-01 | Bare Steel | Pressurized
9026342 | 9051-B | [5 empty] | Removed from Ground | Gas (Historical Use) | 10000 | Bare Steel | 1970-01-01 | Bare Steel | Pressurized
9026342 | 9051-C | [5 empty] | Removed from Ground | Gas (Historical Use) | 10000 | Bare Steel | 1970-01-01 | Bare Steel | Pressurized
9026344 | 5311-1 | [5 empty] | Permanently Out of Use - historical purposes | Diesel | 2000 | Bare Steel |  | Bare Steel | Safe Suction (Euro)
9026345 | 9136 A |  | 1995-09-08 | yes | 1995-09-08 | yes | Temporarily out of use | Used Oil | 2086 | Fiberglass Double Walled | 1995-08-08 | Double-Walled Fiberglass | Gravity Fed
9026345 | 9619-A |  |  | yes |  | yes | Removed from Ground | Used Oil | 2000 | Bare Steel | 1983-01-01 | Galvanized Steel | Gravity Fed
9026345 | 9619-B | [5 empty] | Removed from Ground | Other | 500 | Bare Steel | 1983-01-01 | Galvanized Steel | Gravity Fed
9026346 | 9620-A |  |  | yes |  | yes | Removed from Ground | Used Oil | 2000 | Bare Steel | 1983-01-01 | Bare Steel | Gravity Fed
9026346 | 9620-B |  |  | yes |  | yes | Removed from Ground | Used Oil | 1000 | Bare Steel | 1983-01-01 | Bare Steel | Gravity Fed
9026348 | 9110-A |  | 2008-08-28 | yes | 1989-01-01 | yes | Temporarily out of use | Used Oil | 620 | Composite | 1989-09-01 | Fiberglass Reinforced Plastic | Gravity Fed
9026348 | 9110-B |  |  | no |  | no | Removed from Ground |  | 1 | Bare Steel | 1989-09-01 | Bare Steel
9026349 | 9104-A |  | 2016-03-23 | yes | 1989-01-01 | yes | Temporarily out of use | Used Oil | 620 | Fiberglass Double Walled | 1989-09-01 | Fiberglass Reinforced Plastic | Gravity Fed
9026350 | 9095-A |  | 1989-09-01 | yes | 1989-09-01 | no | Removed from Ground | Used Oil | 620 | Composite | 1989-09-01 | Fiberglass Reinforced Plastic
9026350 | 9095-B | [5 empty] | Removed from Ground | Other | 1000 | Bare Steel | 1989-09-01 | Galvanized Steel
9026351 | 9087-1 |  |  | yes |  | yes | Removed from Ground | Used Oil | 1500 | Bare Steel | 1987-09-01 | Bare Steel | Gravity Fed
9026351 | 9087-B |  | 1995-06-01 | yes | 1995-06-01 | yes | Temporarily out of use | Used Oil | 2500 | Fiberglass Double Walled | 1995-07-01 | Fiberglass Reinforced Plastic | Gravity Fed
9026351 | 9087-C |  |  | yes |  | yes | Removed from Ground | Used Oil | 2000 | Double Walled | 1995-05-01 | Fiberglass Reinforced Plastic | Gravity Fed
9026352 | 9083-A |  |  | yes |  | yes | Removed from Ground | Used Oil | 1000 | Bare Steel | 1987-09-01 | Bare Steel | Gravity Fed
9026352 | 9083-B | [5 empty] | Removed from Ground | Other | 1 | Concrete | 1987-09-01 | Unknown | Gravity Fed
9026352 | 9083-C |  | 1995-07-01 | yes | 1995-07-01 | yes | Temporarily out of use | Used Oil | 2500 | Double Walled | 1995-05-01 | Fiberglass Reinforced Plastic | Gravity Fed
9026353 | 9084-1 |  |  | yes |  | yes | Removed from Ground | Used Oil | 1000 | Bare Steel | 1987-09-01 | Bare Steel | Gravity Fed
9026353 | 9084-3 |  | 1995-07-01 | yes | 1995-07-01 | yes | Temporarily out of use | Used Oil | 2500 | Fiberglass Double Walled | 1995-05-18 | Fiberglass Reinforced Plastic | Gravity Fed
9026354 | 9085-A |  |  | yes |  | yes | Removed from Ground | Used Oil | 1000 | Bare Steel | 1987-09-01 | Bare Steel | Gravity Fed
9026354 | 9085-B | [5 empty] | Removed from Ground | Other | 1 | Concrete | 1987-09-01 | Unknown | Gravity Fed
9026354 | 9085-C |  |  | yes |  | yes | Removed from Ground | Used Oil | 2000 | Bare Steel | 1995-06-01 | Bare Steel | Gravity Fed
9026354 | 9085-D |  | 1995-06-01 | yes | 1995-06-01 | yes | Removed from Ground | Used Oil | 2500 | Fiberglass Double Walled | 2016-12-28 | Fiberglass Reinforced Plastic
9026354 | 9085-E |  | 1995-06-01 | yes | 1995-06-01 | yes | Temporarily out of use | Used Oil | 2500 | Fiberglass Double Walled | 1995-06-01 | Fiberglass Reinforced Plastic | Gravity Fed
9026356 | 5503-1 |  |  | yes |  | yes | Removed from Ground | Used Oil | 500 | Double Walled | 1995-02-01 | Fiberglass Reinforced Plastic | Gravity Fed
9026356 | 5503-2 |  |  | yes |  | yes | Removed from Ground | Used Oil | 500 | Double Walled | 1995-02-01 | Fiberglass Reinforced Plastic | Gravity Fed
9026356 | 5503-A |  |  | yes |  | yes | Removed from Ground | Used Oil | 500 | Bare Steel | 1988-09-01 | Bare Steel | Gravity Fed
9026356 | 5503-B |  |  | yes |  | yes | Removed from Ground | Used Oil | 500 | Bare Steel | 1988-09-01 | Bare Steel | Gravity Fed
9026356 | 5503-C |  | 1995-05-23 | yes | 1995-05-23 | yes | Currently in Use | Used Oil | 548 | Fiberglass Double Walled | 1995-05-23 | Double-Walled Fiberglass | Gravity Fed
9026356 | 5503-D |  | 1995-05-23 | yes | 1995-05-23 | yes | Currently in Use | Used Oil | 548 | Fiberglass Double Walled | 1995-05-23 | Double-Walled Fiberglass | Gravity Fed
9026357 | 35-A | [5 empty] | Currently in Use | Diesel | 30000 | Bare Steel | 1980-01-03 | Bare Steel | Safe Suction (Euro)
9026357 | 35-B | [5 empty] | Currently in Use | Diesel | 30000 | Bare Steel | 1980-01-03 | Bare Steel | Safe Suction (Euro)
9026358 | 9082-A | [5 empty] | Removed from Ground | Gas (Historical Use) | 10000 | Bare Steel | 1960-01-01 | Bare Steel | Pressurized
9026358 | 9082-B | [5 empty] | Removed from Ground | Gas (Historical Use) | 10000 | Bare Steel | 1960-01-07 | Bare Steel | Pressurized
9026358 | 9082-C | [5 empty] | Removed from Ground | Gas (Historical Use) | 10000 | Bare Steel | 1960-01-07 | Bare Steel | Pressurized
9026358 | 9093-1 |  | 1995-05-01 | yes | 1995-05-01 |  | Temporarily out of use | Jet Fuel | 20000 | Fiberglass Double Walled | 1995-05-01 | Double-Walled Fiberglass | Pressurized
9026358 | 9093-2 |  | 1995-05-01 | yes | 1995-05-01 |  | Temporarily out of use | Jet Fuel | 20000 | Fiberglass Double Walled | 1995-05-01 | Fiberglass Reinforced Plastic | Pressurized
9026358 | 9093-3 |  | 1995-05-01 | yes | 1995-05-01 |  | Temporarily out of use | Jet Fuel | 2500 | Fiberglass Double Walled | 1995-05-01 | Fiberglass Reinforced Plastic | Pressurized
9026358 | 9093-A | [5 empty] | Removed from Ground | Diesel | 20000 | Double Walled | 1987-03-01 | Fiberglass Reinforced Plastic | Pressurized
9026358 | 9093-B | [5 empty] | Removed from Ground | Diesel | 20000 | Double Walled | 1987-03-01 | Fiberglass Reinforced Plastic | Pressurized
9026361 | 2408-1 | [5 empty] | Removed from Ground | Other | 15000 | Not Marked/Unknown |  | Unknown
9026363 | 263-1 |  |  | yes |  | yes | Permanently Out of Use - historical purposes | Used Oil | 500 | Double Walled | 1991-01-01 | Fiberglass Reinforced Plastic | Safe Suction (Euro)
9026363 | 263-2 |  |  | yes |  | yes | Permanently Out of Use - historical purposes | Used Oil | 2000 | Double Walled | 1991-01-01 | Fiberglass Reinforced Plastic | Safe Suction (Euro)
9026363 | 263-3 |  |  | yes |  | yes | Removed from Ground | Other | 1000 | Double Walled | 1991-01-01 | Fiberglass Reinforced Plastic | Safe Suction (Euro)
9026364 | 9128 D |  | 1998-01-29 | no | 1998-01-29 | no | Temporarily out of use | Jet Fuel | 20000 | Fiberglass Double Walled | 1997-09-16 | Double-Walled Fiberglass | Pressurized
9026364 | 9128 E |  | 1998-01-29 | no | 1998-01-29 | no | Temporarily out of use | Jet Fuel | 20000 | Fiberglass Double Walled | 1997-09-16 | Double-Walled Fiberglass | Pressurized
9026364 | 9128 F |  | 1998-01-29 | no | 1998-01-29 | no | Temporarily out of use | Jet Fuel | 2000 | Fiberglass Double Walled | 1997-09-18 | Fiberglass Reinforced Plastic | Pressurized
9026364 | 9128A |  |  | yes |  | yes | Removed from Ground | Used Oil | 1000 | Double Walled | 1997-08-18 | Fiberglass Reinforced Plastic | Safe Suction (Euro)
9026364 | 9128B | [5 empty] | Removed from Ground | Diesel | 20000 | Double Walled | 1997-08-18 | Fiberglass Reinforced Plastic | Safe Suction (Euro)
9026364 | 9128C | [5 empty] | Removed from Ground | Diesel | 20000 | Double Walled | 1997-08-20 | Fiberglass Reinforced Plastic | Safe Suction (Euro)
9026365 | 9130A |  |  | yes |  | yes | Removed from Ground | Used Oil | 1 | Fiberglass | 1995-10-17 | Fiberglass Reinforced Plastic | Safe Suction (Euro)
9026365 | 9130B |  |  | yes |  | yes | Removed from Ground | Used Oil | 1 | Fiberglass | 1995-10-17 | Not Marked | Safe Suction (Euro)
9026365 | 9130C |  |  | yes |  | yes | Removed from Ground | Used Oil | 1 | Fiberglass | 1995-10-17 | Fiberglass Reinforced Plastic | Safe Suction (Euro)
9026365 | 9130D |  | 1995-10-01 | yes | 1995-10-01 | yes | Temporarily out of use | Used Oil | 2000 | Fiberglass Double Walled | 1995-10-01 | Fiberglass Reinforced Plastic | Gravity Fed
9026365 | 9130E |  | 1995-10-01 | yes | 1995-10-01 | yes | Temporarily out of use | Used Oil | 2000 | Fiberglass Double Walled | 1995-10-01 | Fiberglass Reinforced Plastic | Gravity Fed
9026365 | 9130F |  | 1995-10-01 | yes | 1995-10-01 | yes | Temporarily out of use | Used Oil | 2000 | Fiberglass Double Walled | 1995-10-01 | Fiberglass Reinforced Plastic | Gravity Fed
9026367 | 4491 |  |  | yes |  | yes | Removed from Ground | Used Oil | 4200 | Not Marked/Unknown | 1996-02-08 | Not Marked
9026368 | 4031 | [5 empty] | Removed from Ground | Diesel | 2000 | Not Marked/Unknown | 1996-01-01 | Not Marked
9026369 | 4007 | [5 empty] | Removed from Ground | Diesel | 1000 | Not Marked/Unknown | 1995-12-01 | Not Marked
9026370 | 4029 | [5 empty] | Removed from Ground | Diesel | 2000 | Not Marked/Unknown | 1996-01-01 | Not Marked
9026371 | 4002 | [5 empty] | Removed from Ground | Diesel | 2000 | Not Marked/Unknown | 1995-12-01 | Not Marked
9026372 | 4010 | [5 empty] | Removed from Ground | Diesel | 2000 | Not Marked/Unknown | 1995-12-01 | Not Marked
9026373 | 4020 | [5 empty] | Removed from Ground | Diesel | 2000 | Not Marked/Unknown | 1996-01-01 | Not Marked
9026374 | 4015 | [5 empty] | Removed from Ground | Diesel | 2000 | Not Marked/Unknown | 1996-01-01 | Not Marked
9026375 | 1 |  |  | no |  | no | Removed from Ground | Diesel | 35000
9026376 | BLDG4 | [5 empty] | Removed from Ground | Diesel | 500 | Bare Steel | 1996-10-01 | Bare Steel | Safe Suction (Euro)
9026377 | 396 | [5 empty] | Removed from Ground | Diesel | 55 | Bare Steel | 1996-12-01 | Bare Steel | Safe Suction (Euro)
9026378 | 1188 | [5 empty] | Removed from Ground | Gas (Historical Use) | 1000 | Bare Steel | 1996-12-01 | Bare Steel | Suction (American)
9026379 | 4126 | [5 empty] | Removed from Ground | Diesel | 1000 | Bare Steel | 1996-07-01 | Bare Steel | Safe Suction (Euro)
9026380 | 5086 |  |  | yes |  | yes | Removed from Ground | Used Oil | 1000 | Bare Steel | 1995-09-01 | Bare Steel | Gravity Fed
9026381 | 15A |  |  | yes |  | yes | Removed from Ground | Used Oil | 8000 | Bare Steel | 1996-05-01 | Unknown | Gravity Fed
9026381 | 15C |  |  | yes |  | yes | Removed from Ground | Used Oil | 1000 | Bare Steel | 1996-05-01 | Unknown | Gravity Fed
9026381 | 15E |  |  | yes |  | yes | Removed from Ground | Used Oil | 1000 | Bare Steel | 1996-05-01 | Unknown | Gravity Fed
9026381 | 2920I |  | 2016-08-08 | yes | 1996-05-01 | yes | Currently in Use | Used Oil | 2000 | Double Walled | 1996-05-01 | Fiberglass Reinforced Plastic | Gravity Fed
9026382 | 9104 |  |  | yes |  | yes | Removed from Ground | Used Oil | 1000 | Bare Steel | 1997-01-01 | Bare Steel | Gravity Fed
9026383 | 2775 |  | 1997-07-01 | yes | 1997-07-01 | yes | Temporarily out of use | Used Oil | 2000 | Double Walled | 1997-07-01 | Fiberglass Reinforced Plastic | Gravity Fed
9026383 | 2779 |  | 1997-07-01 | yes | 1997-07-01 | yes | Temporarily out of use | Used Oil | 2000 | Double Walled | 1997-07-01 | Fiberglass Reinforced Plastic | Gravity Fed
9026383 | 2780 |  | 1997-07-01 | yes | 1997-07-01 | yes | Temporarily out of use | Used Oil | 1000 | Double Walled | 1997-07-01 | Fiberglass Reinforced Plastic | Gravity Fed
9026383 | 2781 |  | 1997-07-01 | yes | 1997-07-01 | yes | Temporarily out of use | Used Oil | 1000 | Double Walled | 1997-07-01 | Fiberglass Reinforced Plastic | Gravity Fed
9026384 | 2842 |  | 1997-07-01 | yes | 1997-07-01 | yes | Removed from Ground | Used Oil | 1000 | Double Walled | 1997-07-01 | Fiberglass Reinforced Plastic | Gravity Fed
9026384 | 2845 |  | 1997-07-01 | yes | 1997-07-01 | yes | Removed from Ground | Used Oil | 1000 | Double Walled | 1997-07-01 | Fiberglass Reinforced Plastic | Gravity Fed
9026384 | 2847 |  | 1997-07-01 | yes | 1997-07-01 | yes | Removed from Ground | Used Oil | 1000 | Double Walled | 1997-07-01 | Fiberglass Reinforced Plastic | Gravity Fed
9026385 | 481 |  | 1997-07-01 | yes | 1997-07-01 | yes | Temporarily out of use | Used Oil | 1000 | Fiberglass Double Walled | 1997-07-01 | Fiberglass Reinforced Plastic | Gravity Fed
9026385 | 483 |  | 1997-07-01 | yes | 1997-07-01 | yes | Temporarily out of use | Used Oil | 2000 | Fiberglass Double Walled | 1997-07-01 | Fiberglass Reinforced Plastic | Gravity Fed
9026385 | 484 |  | 1997-07-01 | yes | 1997-07-01 | yes | Temporarily out of use | Used Oil | 2000 | Fiberglass Double Walled | 1997-07-01 | Fiberglass Reinforced Plastic | Gravity Fed
9026386 | 9111-A |  |  | yes |  | yes | Removed from Ground | Used Oil | 2000 | Bare Steel | 1995-06-01 | Bare Steel | Gravity Fed
9026386 | 9111-B |  |  | yes |  | yes | Removed from Ground | Used Oil | 2000 | Bare Steel | 1995-07-01 | Bare Steel | Gravity Fed
9026386 | 9111-F |  | 1995-06-01 | yes | 1995-08-01 | yes | Currently in Use | Used Oil | 2500 | Double Walled | 1995-08-01 | Fiberglass Reinforced Plastic | Gravity Fed
9026386 | 9111-G |  | 1995-09-01 | yes | 1995-09-01 | yes | Currently in Use | Used Oil | 2000 | Double Walled | 1995-08-01 | Fiberglass Reinforced Plastic | Gravity Fed
9026386 | 9111-I |  | 1995-06-01 | yes | 1995-10-01 | no | Currently in Use | Used Oil | 1000 | Fiberglass Double Walled | 1995-10-01 | Fiberglass Reinforced Plastic | Gravity Fed
9026386 | 9111-J |  | 1995-09-01 | yes | 1995-10-01 | no | Currently in Use | Used Oil | 2000 | Fiberglass Double Walled | 1995-10-01 | Fiberglass Reinforced Plastic | Gravity Fed
9026388 | 1 | [5 empty] | Removed from Ground | Gas (Historical Use) | 100 | Bare Steel | 1998-03-12 | Bare Steel | Safe Suction (Euro)
9026388 | BLDG 9056 |  | 1998-05-29 | no | 1998-05-29 | no | Removed from Ground | Gas (Historical Use) | 600 | Fiberglass Double Walled | 1998-05-29 | Double-Walled Fiberglass | Suction (American)
9026389 | 1 | [5 empty] | Removed from Ground | Diesel | 500 | Bare Steel | 1998-07-06 | Bare Steel | Safe Suction (Euro)
9026389 | 2 |  | 1998-07-06 |  | 1998-07-06 |  | Currently in Use | Diesel | 600 | Fiberglass Double Walled | 1998-07-06 | Fiberglass Reinforced Plastic | Suction (American)
9029041 | 1 |  |  | yes |  | yes | Removed from Ground | Used Oil | 1000 | Bare Steel |  | Unknown
9029041 | 2 | [5 empty] | Removed from Ground | Diesel | 5000 | Bare Steel |  | Unknown
9029041 | 3 | [5 empty] | Removed from Ground | Gas (Historical Use) | 5000 | Bare Steel |  | Unknown
9029045 | 1 |  |  | no |  | no | Removed from Ground | Diesel | 0
9029045 | 2 | Flapper Valve | 2008-09-01 | no | 2008-09-01 | no | Currently in Use | Gas (Historical Use) | 2500 | Fiberglass Double Walled | 2008-09-01 | Double-Walled Fiberglass | Safe Suction (Euro)
9029045 | 3 | Flapper Valve | 2009-09-01 | no | 2009-09-01 | no | Currently in Use | Diesel | 2500 | Fiberglass Double Walled | 2008-09-01 | Double-Walled Fiberglass | Safe Suction (Euro)
9029068 | 1 | Flapper Valve | 2006-12-20 | no | 2006-12-20 | no | Currently in Use | Diesel | 10000 | Fiberglass Double Walled | 1993-10-01 | Double-Walled Fiberglass | Pressurized
9029068 | 2 | Flapper Valve | 2014-06-12 | no | 2014-06-12 | no | Currently in Use | Diesel | 10000 | Fiberglass Double Walled | 2014-06-11 | Double-Walled Fiberglass | Pressurized
9029114 | 1 | [5 empty] | Removed from Ground | Diesel | 560 | Marked Unknown | 1968-05-11 | Unknown
9029114 | 2 | [5 empty] | Removed from Ground | Diesel | 1000 | Marked Unknown | 1968-05-11 | Unknown
9029114 | 712649 |  | 1996-11-01 |  | 1996-11-01 |  | Currently in Use | Diesel | 1000 | Fiberglass Double Walled | 1996-11-01 | Fiberglass Reinforced Plastic | Safe Suction (Euro)
9029114 | 712663 |  | 1996-11-01 |  | 1996-11-01 |  | Currently in Use | Gas (Historical Use) | 1000 | Fiberglass Double Walled | 1996-11-01 | Fiberglass Reinforced Plastic | Safe Suction (Euro)
9031015 | 1 | [5 empty] | Removed from Ground | Gas (Historical Use) | 250 | Marked Unknown | 1946-01-01 | Unknown
9031015 | 2 | [5 empty] | Removed from Ground | Gas (Historical Use) | 250 | Marked Unknown | 1946-01-01 | Unknown
9031015 | 3 | [5 empty] | Removed from Ground | Gas (Historical Use) | 250 | Marked Unknown | 1946-01-01 | Unknown
9031015 | 4 | [5 empty] | Removed from Ground | Gas (Historical Use) | 250 | Marked Unknown | 1946-01-01 | Unknown
9031017 | 1 | [5 empty] | Removed from Ground | Gas (Historical Use) | 3500 | Bare Steel | 1946-06-07 | Unknown
9031017 | 2 | [5 empty] | Removed from Ground | Diesel | 3500 | Bare Steel | 1946-06-07 | Unknown
9031017 | 3 | [5 empty] | Removed from Ground | Diesel | 20000 | Marked Unknown | 1992-01-16 | Unknown
9031017 | 4 | [5 empty] | Removed from Ground | Diesel | 1000 | Marked Unknown | 1992-01-10 | Unknown
9031017 | 5 |  |  | no |  | no | Removed from Ground | Diesel | 20000 | Unknown | 1992-01-01 | Unknown
9031017 | 6 |  |  | no |  | no | Removed from Ground | Diesel | 20000 | Unknown | 1992-01-01 | Unknown
9031017 | 7 |  |  | no |  | no | Removed from Ground | Diesel | 20000 | Unknown | 1992-01-01 | Unknown
9031017 | 8 |  |  | no |  | no | Removed from Ground | Diesel | 20000 | Unknown | 1992-01-01 | Unknown
9031017 | 9 |  |  | no |  | no | Removed from Ground | Diesel | 300 | Unknown | 1992-01-01 | Unknown
9031020 | 1 | [5 empty] | Removed from Ground | Diesel | 18000 | Marked Unknown | 1946-01-01 | Unknown
9031020 | 2 | [5 empty] | Removed from Ground | Diesel | 18000 | Marked Unknown | 1946-01-01 | Unknown
9031073 | 101-DF1 | [5 empty] | Closed in Ground | Diesel | 5000 | Bare Steel | 1977-01-01 | Unknown
9031073 | 101-DF2 | [5 empty] | Removed from Ground | Diesel | 500 | Marked Unknown | 1951-01-01 | Unknown
9031073 | 101-DF3 | [5 empty] | Closed in Ground | Diesel | 5000 | Not Marked/Unknown | 1995-12-01 | Not Marked
9031073 | 101-F01 | [5 empty] | Removed from Ground | Diesel | 20000 | Not Marked/Unknown | 1995-12-01 | Not Marked
9031074 | 1 | [5 empty] | Removed from Ground | Gas (Historical Use) | 3000 | Marked Unknown | 1946-01-01 | Unknown
9031074 | 2 | [5 empty] | Removed from Ground | Gas (Historical Use) | 3000 | Marked Unknown | 1946-01-01 | Unknown
9031074 | 3 | [5 empty] | Removed from Ground | Gas (Historical Use) | 10000 | Bare Steel | 1994-01-01 | Not Marked
9031074 | 4 |  |  | no |  | no | Removed from Ground |  | 2500 | Unknown | 1998-12-06
9031075 | 1AST | [5 empty] | Permanently Out of Use - historical purposes | Diesel | 250 | Marked Unknown | 1946-01-01 | Unknown
9031076 | 1 | [5 empty] | Removed from Ground | Diesel | 1000 | Marked Unknown | 1946-01-01 | Unknown
9031076 | 2 |  |  | yes |  | yes | Removed from Ground | Used Oil | 1000 | Marked Unknown | 1946-01-01 | Unknown
9031076 | 3 |  |  | yes |  | yes | Removed from Ground | Used Oil | 1000 | Marked Unknown | 1946-01-01 | Unknown
9031076 | 4 | [5 empty] | Removed from Ground | Other | 1000 | Marked Unknown | 1946-01-01 | Galvanized Steel
9031077 | 403-1 | [5 empty] | Removed from Ground | Other | 500 | Bare Steel | 1946-01-01 | Cathodically Protected | Pressurized
9031077 | 403-LP1 | [5 empty] | Closed in Ground | Propane | 500 | Marked Unknown | 1996-01-01 | Unknown
9031077 | 403-WO1 |  |  | yes |  | yes | Removed from Ground | Used Oil | 10000 | Bare Steel | 1946-01-01 | Bare Steel
9031078 | 606-DF1 | Overfill Alarm | 1998-08-01 |  | 1998-08-01 |  | Removed from Ground | Diesel | 10000 | Fiberglass Double Walled | 1986-05-08 | Double-Walled Fiberglass | Pressurized
9031078 | 606-DF2 | Overfill Alarm | 1998-08-01 |  | 1998-08-01 |  | Removed from Ground | Diesel | 10000 | Fiberglass Double Walled | 1986-05-08 | Double-Walled Fiberglass | Pressurized
9031079 | 610-DF1 | [5 empty] | Removed from Ground | Diesel | 10000 | Fiberglass | 1982-01-01 | Fiberglass Reinforced Plastic
9031080 | 1 | [5 empty] | Removed from Ground | Empty | 1000 | Bare Steel | 1946-01-01 | Unknown
9031080 | 2 | [5 empty] | Removed from Ground | Diesel | 1000 | Bare Steel | 1946-01-01 | Galvanized Steel
9031086 | 1 | [5 empty] | Removed from Ground | Other | 0 | Marked Unknown | 1988-10-01 | Unknown
9031092 | 521T |  | 1993-01-01 |  | 1980-05-01 |  | Removed from Ground | Diesel | 10000 | Fiberglass | 1980-05-09 | Fiberglass Reinforced Plastic | Pressurized
9031092 | 522T | Flapper Valve | 1993-01-01 |  | 1980-05-01 |  | Removed from Ground | Gas (Historical Use) | 10000 | Galvanic (STIP-3) | 1980-05-09 | Fiberglass Reinforced Plastic | Pressurized
9031092 | 523T |  | 1993-01-01 |  | 1980-05-01 |  | Removed from Ground | Other | 10000 | Bare Steel | 1980-05-09 | Bare Steel | Pressurized
9031092 | 524T |  | 1993-01-01 |  | 1980-05-01 |  | Removed from Ground | Other | 10000 | Bare Steel | 1980-05-09 | Bare Steel | Pressurized
9031094 | 1 | [5 empty] | Removed from Ground | Gas (Historical Use) | 0 | Marked Unknown |  | Not Marked
9031095 | 1 | [5 empty] | Removed from Ground | Gas (Historical Use) | 0 | Marked Unknown |  | Not Marked
9031108 | 6 | [5 empty] | Removed from Ground | Gas (Historical Use) | 10000 | Bare Steel | 1980-01-01 | Bare Steel | Safe Suction (Euro)
9031108 | 006-B |  | 1997-10-01 |  | 1997-10-01 |  | Currently in Use | Gas (Historical Use) | 10000 | Double Walled | 1997-10-01 | Double-Walled Fiberglass | Safe Suction (Euro)
9031108 | 7 | [5 empty] | Removed from Ground | Diesel | 10000 | Bare Steel | 1980-01-01 | Bare Steel | Safe Suction (Euro)
9031108 | 007-B |  | 1997-10-01 |  | 1997-10-01 |  | Currently in Use | Diesel | 10000 | Double Walled | 1997-10-01 | Double-Walled Fiberglass | Safe Suction (Euro)
9031108 | 610 | [5 empty] | Closed in Ground | Diesel | 280 | Bare Steel | 1980-01-01 | Bare Steel | Safe Suction (Euro)
9031123 | 1 | [5 empty] | Removed from Ground | Empty | 550 | Not Marked/Unknown | 1991-09-01 | Not Marked
9031123 | 2 | [5 empty] | Removed from Ground | Empty | 550 | Not Marked/Unknown | 1991-09-01 | Not Marked
9031132 | 1 | [5 empty] | Removed from Ground | Diesel | 2000 | Bare Steel |  | Bare Steel | Suction (American)
9031132 | 2 | [5 empty] | Permanently Out of Use - historical purposes | Diesel | 2500 | Double Walled | 1991-09-01 | Double Walled
9031132 | 65A | [5 empty] | Currently in Use | Diesel | 2500 | Double Walled |  | Double Walled
9031151 | 1 |  | 2006-09-25 |  | 2006-09-25 |  | Currently in Use | Diesel | 2000 | Fiberglass Double Walled | 1993-11-08 | Fiberglass Reinforced Plastic | Safe Suction (Euro)
9031155 | 4060WO1 |  |  | yes |  | yes | Removed from Ground | Used Oil | 500 | Bare Steel | 1946-01-01 | Bare Steel | Suction (American)
9031162 | SOUTHVAULT |  | 1998-12-01 | no | 1998-12-01 | no | Currently in Use | Diesel | 5000 | Steel-Impressed Current | 1992-08-01 | Steel (Impressed Current) | Suction (American)
9031164 | 1 |  | 1998-12-01 |  | 1998-12-01 |  | Removed from Ground | Diesel | 5000 | Steel-Impressed Current | 1980-01-01 | Cathodically Protected | Suction (American)
9031164 | 2 |  | 1998-12-01 |  | 1998-12-01 |  | Removed from Ground | Diesel | 3000 | Steel-Impressed Current | 1992-01-01 | Cathodically Protected | Suction (American)
9031172 | 501H |  | 1998-12-21 | no | 1976-05-01 | no | Removed from Ground |  | 12000 | Fiberglass | 1975-05-11 | Double-Walled Fiberglass | Pressurized
9031172 | 502H |  | 1998-12-21 | no | 1976-05-01 | no | Removed from Ground |  | 12000 | Fiberglass | 1975-05-11 | Double-Walled Fiberglass | Pressurized
9031172 | 503H |  | 1998-12-21 | no | 1976-05-01 | no | Removed from Ground | Gas (Historical Use) | 10000 | Fiberglass | 1976-05-10 | Double-Walled Fiberglass | Pressurized
9031172 | 504H |  |  | no | 1976-05-01 | no | Closed in Ground |  | 10000 | Fiberglass | 1976-05-10 | Bare Steel | Pressurized
9031172 | 505H | [5 empty] | Removed from Ground | Other | 3000 | Bare Steel | 1978-05-10 | Bare Steel | Gravity Fed
9031172 | 506H | [5 empty] | Removed from Ground | Other | 2000 | Cathodically Protected Steel | 1976-05-10 | Cathodically Protected | Gravity Fed
9031172 | 507H |  |  | yes |  | yes | Removed from Ground | Used Oil | 4000 | Fiberglass | 1976-05-10 | Bare Steel
9031172 | 508H |  |  | yes |  | yes | Removed from Ground | Other | 4000 | Fiberglass | 1976-05-10 | Bare Steel | Gravity Fed
9031172 | 509H |  |  | yes |  | yes | Removed from Ground | Other | 1000 | Fiberglass | 1976-01-01 | Bare Steel | Gravity Fed
9031172 | 510H |  |  | yes |  | yes | Removed from Ground | Used Oil | 1000 | Bare Steel | 1984-05-08 | Bare Steel | Gravity Fed
9031183 | 307-FO1 | [5 empty] | Removed from Ground | Diesel | 20000 | Not Marked/Unknown | 1996-01-05 | Not Marked
9031188 | 931-DF1 | [5 empty] | Removed from Ground | Other | 12000 | Double Walled | 1990-08-01 | Bare Steel | Suction (American)
9031206 | 1 | [5 empty] | Permanently Out of Use - historical purposes | Other | 20000 | Marked Unknown |  | Unknown | Suction (American)
9031206 | 2 | [5 empty] | Permanently Out of Use - historical purposes | Other | 20000 | Marked Unknown |  | Unknown | Suction (American)
9031206 | 3 | [5 empty] | Permanently Out of Use - historical purposes | Other | 2000 | Marked Unknown |  | Unknown | Suction (American)
9031206 | 4 | [5 empty] | Permanently Out of Use - historical purposes | Other | 2000 | Marked Unknown |  | Unknown | Suction (American)
9031206 | 5 | [5 empty] | Permanently Out of Use - historical purposes | Gas (Historical Use) | 20000 | Marked Unknown |  | Unknown | Suction (American)
9031206 | 6 | [5 empty] | Permanently Out of Use - historical purposes | Gas (Historical Use) | 20000 | Marked Unknown |  | Unknown | Suction (American)
9031206 | 7 | [5 empty] | Permanently Out of Use - historical purposes | Other | 20000 | Marked Unknown |  | Unknown | Suction (American)
9031206 | 8 | [5 empty] | Permanently Out of Use - historical purposes | Other | 10000 | Bare Steel |  | Unknown | Gravity Fed
9031206 | 9 | [5 empty] | Permanently Out of Use - historical purposes | Other | 10000 | Bare Steel |  | Unknown | Gravity Fed
9031209 | 1 |  |  | yes |  | yes | Removed from Ground | Used Oil | 930 | Not Marked/Unknown | 1998-10-01 | Not Marked
9033004 | 092-A | [5 empty] | Permanently Out Of Use | Other | 35000 | Bare Steel | 1953-01-01 | Bare Steel | Pressurized
9033004 | 96 | [5 empty] | Removed from Ground | Other | 50000 | Bare Steel | 1969-01-01 | Bare Steel | Pressurized
9033004 | 90 |  |  | no |  | no | Removed from Ground | Aviation Gas/AV Gas | 30000 | Bare Steel | 1969-01-01 | Fiberglass Reinforced Plastic | Pressurized
9033004 | 91 |  |  | no |  | no | Removed from Ground | Aviation Gas/AV Gas | 30000 | Bare Steel | 1969-01-01 | Fiberglass Reinforced Plastic | Pressurized
9033010 | DOB-89 | [5 empty] | Currently in Use | Other | 550 | Bare Steel | 1976-01-01 | Bare Steel | Gravity Fed
9033018 | DOB-19 | [5 empty] | Removed from Ground | Other | 25000 | Bare Steel | 1955-01-01 | Bare Steel | Pressurized
9033018 | DOB-20 | [5 empty] | Removed from Ground | Other | 25000 | Bare Steel | 1955-01-01 | Bare Steel | Pressurized
9033018 | DOB-21 | [5 empty] | Removed from Ground | Other | 25000 | Bare Steel | 1955-01-01 | Bare Steel | Pressurized
9033018 | DOB-22 | [5 empty] | Removed from Ground | Other | 25000 | Bare Steel | 1955-01-01 | Bare Steel | Pressurized
9033018 | DOB-23 | [5 empty] | Removed from Ground | Other | 25000 | Bare Steel | 1955-01-01 | Bare Steel | Pressurized
9033018 | DOB-24 | [5 empty] | Removed from Ground | Other | 25000 | Bare Steel | 1955-01-01 | Bare Steel | Pressurized
9033022 | DOB-90 |  |  | yes |  | yes | Currently in Use | Used Oil | 150 | Bare Steel | 1975-01-01 | Bare Steel | Gravity Fed
9033132 | DOB-92 | [5 empty] | Removed from Ground | Diesel | 250 | Bare Steel | 1972-01-01 | Bare Steel | Pressurized
9033145 | DOB-93 | [5 empty] | Currently in Use | Other | 5000 | Bare Steel | 1992-10-01 | Bare Steel | Gravity Fed
9033147 | 1108A |  | 1992-01-17 | yes | 1992-01-17 | yes | Removed from Ground | Used Oil | 550 | Double Walled | 1989-05-20 | Double Walled | Gravity Fed
9033147 | 1108B |  | 1992-01-17 | yes | 1992-01-17 | yes | Removed from Ground | Used Oil | 550 | Double Walled | 1989-05-20 | Double Walled
9033149 | 17 | [5 empty] | Removed from Ground | Diesel | 6000 | Bare Steel | 1965-01-01 | Bare Steel
9033149 | 28-1 | [5 empty] | Removed from Ground | Diesel | 6000 | Bare Steel | 1965-01-01 | Bare Steel
9033150 | 35 | [5 empty] | Permanently Out of Use - historical purposes | Diesel | 3000 | Bare Steel | 1961-01-01 | Bare Steel
9033151 | 40 | [5 empty] | Removed from Ground | Diesel | 2000 | Bare Steel | 1971-05-11 | Bare Steel | Safe Suction (Euro)
9033152 | 123 | [5 empty] | Removed from Ground | Other | 22000 | Bare Steel | 1964-01-01 | Bare Steel
9033152 | 124 | [5 empty] | Removed from Ground | Other | 15000 | Bare Steel | 1964-01-01 | Bare Steel
9033153 | 122 | [5 empty] | Removed from Ground | Other | 11500 | Bare Steel | 1967-01-01 | Bare Steel
9033153 | 128 | [5 empty] | Removed from Ground | Other | 12500 | Bare Steel | 1967-01-01 | Bare Steel
9033154 | 93 |  | 1993-01-01 |  |  |  | Removed from Ground | Diesel | 12000 | Bare Steel | 1970-01-01 | Bare Steel | Pressurized
9033154 | 94 |  | 1993-01-01 |  |  |  | Removed from Ground | Gas (Historical Use) | 12000 | Bare Steel | 1970-01-01 | Bare Steel | Pressurized
9033154 | 93-A | Ball Float | 1996-03-22 |  | 1996-03-22 |  | Currently in Use | Diesel | 12000 | Fiberglass Double Walled | 1996-03-22 | Double-Walled Fiberglass | Pressurized
9033154 | 94-A | Ball Float | 1996-03-22 |  | 1996-03-22 |  | Currently in Use | Gas (Historical Use) | 12000 | Fiberglass Double Walled | 1996-03-22 | Double-Walled Fiberglass | Pressurized
9033154 | 99-3 | [5 empty] | Removed from Ground | Gas (Historical Use) | 12000 | Bare Steel | 1942-01-01 | Bare Steel
9033154 | 99-4 | [5 empty] | Removed from Ground | Gas (Historical Use) | 12000 | Bare Steel | 1942-01-01 | Bare Steel
9033155 | 104-1 |  |  |  | 1993-01-01 |  | Removed from Ground | Gas (Historical Use) | 8000 | Bare Steel | 1966-01-01 | Bare Steel | Safe Suction (Euro)
9033155 | 104-2 | Ball Float | 1995-12-01 |  | 1995-12-01 |  | Currently in Use | Gas (Historical Use) | 12000 | Fiberglass Double Walled | 1966-01-01 | Double-Walled Fiberglass | Pressurized
9033156 | 153-1 | [5 empty] | Removed from Ground | Diesel | 2000 | Bare Steel | 1968-01-01 | Bare Steel | Safe Suction (Euro)
9033157 | 1 |  |  | yes |  | yes | Removed from Ground | Other | 2000 | Bare Steel | 1970-01-01 | Bare Steel | Gravity Fed
9033158 | 2018-01-03 | [5 empty] | Removed from Ground | Other | 10000 | Bare Steel | 1966-01-01 | Bare Steel
9033158 | 121 | [5 empty] | Removed from Ground | Other | 5000 | Bare Steel | 1971-01-01 | Bare Steel
9033158 | 126 | [5 empty] | Removed from Ground | Other | 5000 | Bare Steel | 1966-01-01 | Bare Steel
9033159 | 36 | [5 empty] | Removed from Ground | Other | 1000 | Unknown | 1968-01-01 | Bare Steel | Gravity Fed
9033160 | DOB-1 | [5 empty] | Currently in Use | Diesel | 3000 | Bare Steel | 1956-01-01 | Bare Steel
9033161 | DOB-2 | [5 empty] | Currently in Use | Diesel | 289 | Bare Steel | 1959-01-01 | Bare Steel
9033162 | DOB-3 | [5 empty] | Currently in Use | Diesel | 289 | Bare Steel | 1959-01-01 | Bare Steel
9033163 | DOB-4 | [5 empty] | Currently in Use | Diesel | 289 | Bare Steel | 1959-01-01 | Bare Steel
9033164 | DOB-5 | [5 empty] | Currently in Use | Diesel | 289 | Bare Steel | 1959-01-01 | Bare Steel
9033165 | DOB-6 | [5 empty] | Currently in Use | Diesel | 289 | Bare Steel | 1959-01-01 | Bare Steel
9033166 | DOB-7 | [5 empty] | Removed from Ground | Diesel | 5000 | Bare Steel | 1959-01-01 | Bare Steel
9033167 | DOB-8 | [5 empty] | Removed from Ground | Diesel | 6016 | Bare Steel | 1964-01-01 | Bare Steel
9033168 | DOB-9 |  |  | yes |  | yes | Removed from Ground | Used Oil | 500 | Bare Steel | 1970-01-01 | Bare Steel
9033169 | DOB-10 | [5 empty] | Currently in Use | Diesel | 560 | Bare Steel | 1956-01-01 | Bare Steel
9033171 | DOB-94 |  |  | yes |  | yes | Currently in Use | Used Oil | 250 | Bare Steel | 1978-01-01 | Bare Steel | Gravity Fed
9033172 | DOB-11 | [5 empty] | Currently in Use | Diesel | 6016 | Bare Steel | 1964-01-01 | Bare Steel
9033173 | DOB-16 | [5 empty] | Currently in Use | Diesel | 550 | Bare Steel | 1972-01-01 | Bare Steel
9033174 | DOB-17 |  |  | yes |  | yes | Currently in Use | Used Oil | 300 | Bare Steel | 1972-01-01 | Bare Steel
9033175 | DOB-87 | [5 empty] | Permanently Out of Use - historical purposes | Other | 550 | Fiberglass | 1981-01-01 | Bare Steel
9033176 | DOB-91 | [5 empty] | Removed from Ground | Diesel | 1000 | Bare Steel | 1984-01-01 | Bare Steel | Safe Suction (Euro)
9033177 | DOB-27 | [5 empty] | Removed from Ground | Gas (Historical Use) | 5000 | Bare Steel | 1983-01-01 | Bare Steel | Pressurized
9033177 | DOB-28 | [5 empty] | Removed from Ground | Gas (Historical Use) | 5000 | Bare Steel | 1983-01-01 | Bare Steel | Pressurized
9033178 | DOB-26 | [5 empty] | Currently in Use | Diesel | 7500 | Bare Steel | 1983-01-01 | Bare Steel
9033179 | DOB-29 | [5 empty] | Currently in Use | Diesel | 7500 | Bare Steel | 1983-01-01 | Bare Steel
9033180 | DOB-37 | [5 empty] | Currently in Use | Diesel | 560 | Bare Steel | 1979-01-01 | Bare Steel
9033181 | DOB-38 | [5 empty] | Removed from Ground | Diesel | 1000 | Bare Steel | 1983-01-01 | Bare Steel | Safe Suction (Euro)
9033182 | DOB-34 | [5 empty] | Currently in Use | Diesel | 1600 | Bare Steel | 1972-01-01 | Bare Steel
9033183 | DOB-85 | [5 empty] | Currently in Use | Diesel | 1500 | Bare Steel | 1986-01-01 | Bare Steel
9033184 | DOB-45 | [5 empty] | Removed from Ground | Diesel | 5000 | Bare Steel | 1953-01-01 | Bare Steel | Suction (American)
9033185 | DOB-41 | [5 empty] | Removed from Ground | Diesel | 30000 | Bare Steel | 1954-01-01 | Bare Steel
9033185 | DOB-42 | [5 empty] | Removed from Ground | Diesel | 30000 | Bare Steel | 1954-01-01 | Bare Steel
9033185 | DOB-43 | [5 empty] | Removed from Ground | Diesel | 50000 | Bare Steel | 1976-01-01 | Bare Steel
9033185 | DOB-44 | [5 empty] | Removed from Ground | Diesel | 50000 | Bare Steel | 1976-01-01 | Bare Steel
9033187 | DOB-46 | [5 empty] | Currently in Use | Other | 560 | Bare Steel | 1984-01-01 | Bare Steel
9033188 | DOB-47 | [5 empty] | Currently in Use | Other | 5000 | Bare Steel | 1984-01-01 | Bare Steel
9033188 | DOB-48 | [5 empty] | Currently in Use | Other | 5000 | Bare Steel | 1984-01-01 | Bare Steel
9033189 | DOB-40 | [5 empty] | Removed from Ground | Diesel | 500 | Bare Steel | 1943-01-01 | Bare Steel | Safe Suction (Euro)
9033190 | DOB-49 | [5 empty] | Removed from Ground | Diesel | 750 | Bare Steel | 1983-01-01 | Bare Steel | Pressurized
9033191 | DOB-35 | [5 empty] | Removed from Ground | Diesel | 300 | Bare Steel | 1967-01-01 | Bare Steel | Safe Suction (Euro)
9033192 | DOB-36 | [5 empty] | Currently in Use | Diesel | 7500 | Bare Steel | 1967-01-01 | Bare Steel
9033193 | DOB-50 | [5 empty] | Removed from Ground | Hazardous Substance | 1000 | Bare Steel | 1943-01-01 | Bare Steel
9033194 | DOB-51 | [5 empty] | Currently in Use | Diesel | 1000 | Bare Steel | 1956-01-01 | Bare Steel
9033195 | DOB-52 | [5 empty] | Currently in Use | Diesel | 1000 | Bare Steel | 1957-01-01 | Bare Steel
9033196 | DOB-53 | [5 empty] | Removed from Ground | Gas (Historical Use) | 3000 | Bare Steel | 1950-01-01 | Bare Steel
9033197 | DOB-54 | [5 empty] | Removed from Ground | Diesel | 1000 | Bare Steel | 1950-01-01 | Bare Steel
9033199 | DOB-58 | [5 empty] | Removed from Ground | Diesel | 2500 | Bare Steel | 1956-01-01 | Bare Steel
9033201 | DOB-59 | [5 empty] | Permanently Out of Use - historical purposes | Diesel | 3509 | Bare Steel | 1964-01-01 | Bare Steel
9033202 | DOB-64 | [5 empty] | Currently in Use | Diesel | 2000 | Bare Steel | 1980-01-01 | Bare Steel
9033203 | DOB-68 | [5 empty] | Removed from Ground | Other | 500 | Bare Steel | 1980-01-01 | Bare Steel
9033203 | DOB-96 |  |  | yes |  | yes | Removed from Ground | Used Oil | 500 | Bare Steel | 1997-12-05 | Bare Steel
9033204 | DOB-67 | [5 empty] | Removed from Ground | Other | 500 | Bare Steel | 1980-01-01 | Bare Steel
9033205 | DOB-65 | [5 empty] | Removed from Ground | Gas (Historical Use) | 2000 | Bare Steel | 1980-01-01 | Bare Steel | Pressurized
9033205 | DOB-66 | [5 empty] | Removed from Ground | Diesel | 5000 | Bare Steel | 1980-01-01 | Bare Steel | Pressurized
9033207 | DOB-62 | [5 empty] | Removed from Ground | Other | 3000 | Bare Steel | 1972-01-01 | Bare Steel | Suction (American)
9033207 | DOB-95 | [5 empty] | Permanently Out of Use - historical purposes | Other | 2000 | Bare Steel |  | Bare Steel
9033208 | DOB-63 |  |  | yes |  | yes | Currently in Use | Used Oil | 1000 | Bare Steel | 1972-01-01 | Bare Steel
9033209 | DOB-73 | [5 empty] | Currently in Use | Diesel | 560 | Bare Steel | 1953-01-01 | Bare Steel
9033210 | DOB-78 | [5 empty] | Removed from Ground | Diesel | 550 | Bare Steel | 1961-01-01 | Bare Steel
9033214 | DOB-77 | [5 empty] | Currently in Use | Diesel | 1000 | Bare Steel | 1978-01-01 | Bare Steel
9033215 | DOB-39 | [5 empty] | Removed from Ground | Diesel | 500 | Bare Steel | 1981-01-01 | Bare Steel | Safe Suction (Euro)
9033217 | DOB-86 | [5 empty] | Removed from Ground | Diesel | 2000 | Bare Steel | 1987-01-01 | Bare Steel | Safe Suction (Euro)
9033218 | DOB-30 | [5 empty] | Removed from Ground | Diesel | 500 | Bare Steel | 1972-01-01 | Bare Steel | Safe Suction (Euro)
9033219 | DOB-88 | [5 empty] | Removed from Ground | Diesel | 2000 | Bare Steel | 1988-01-01 | Bare Steel | Safe Suction (Euro)
9033221 | DOB-69 | [5 empty] | Removed from Ground | Diesel | 2500 | Bare Steel | 1952-01-01 | Bare Steel
9033221 | DOB-70 | [5 empty] | Removed from Ground | Diesel | 2500 | Bare Steel | 1952-01-01 | Bare Steel
9033221 | DOB-71 | [5 empty] | Removed from Ground | Diesel | 2500 | Bare Steel | 1952-01-01 | Bare Steel
9033221 | DOB-72 | [5 empty] | Removed from Ground | Diesel | 2500 | Bare Steel | 1952-01-01 | Bare Steel
9033223 | DOB-25 |  |  | yes |  | yes | Removed from Ground | Used Oil | 3000 | Bare Steel | 1980-01-01 | Bare Steel
9033224 | DOB-18 | [5 empty] | Removed from Ground | Diesel | 500 | Bare Steel | 1961-01-01 | Bare Steel | Safe Suction (Euro)
9033246 | 37 |  |  | yes |  | yes | Removed from Ground | Used Oil | 12000 | Bare Steel |  | Bare Steel | Safe Suction (Euro)
9033246 | 41 | [5 empty] | Removed from Ground | Diesel | 2000 | Bare Steel | 1996-02-06 | Bare Steel | Safe Suction (Euro)
9033290 | 1 | [5 empty] | Removed from Ground | Diesel | 560 | Bare Steel | 1953-01-01 | Bare Steel
9033332 | 3/DOB76 | [5 empty] | Currently in Use | Diesel | 3000 | Bare Steel | 1976-01-01 | Bare Steel | Safe Suction (Euro)
9033366 | 161 | [5 empty] | Removed from Ground | Other | 2000 | Not Marked/Unknown | 1995-05-26 | Unknown
9033395 | 5A | [5 empty] | Removed from Ground | Diesel | 1000 | Bare Steel | 1983-12-01 | Bare Steel | Suction (American)
9033395 | 5A-1 |  |  | yes | 1991-06-03 | yes | Removed from Ground | Used Oil | 550 | Double Walled | 1991-05-20 | Double Walled | Gravity Fed
9033395 | 5B |  |  | yes |  | yes | Removed from Ground | Used Oil | 250 | Bare Steel | 1983-12-01 | Galvanized Steel | Suction (American)
9033395 | 5B-2 |  | 1991-06-03 |  | 1991-06-03 |  | Removed from Ground | Diesel | 1000 | Double Walled | 1991-05-21 | Double Walled | Suction (American)
9033396 | 70A | [5 empty] | Permanently Out of Use - historical purposes | Gas (Historical Use) | 10000 | Bare Steel | 1958-01-01 | Bare Steel | Suction (American)
9033397 | 85A | [5 empty] | Removed from Ground | Gas (Historical Use) | 6000 | Bare Steel | 1961-01-01 | Bare Steel | Suction (American)
9033397 | 85B | [5 empty] | Removed from Ground | Gas (Historical Use) | 6000 | Bare Steel | 1961-01-01 | Bare Steel | Suction (American)
9033397 | 85C | [5 empty] | Removed from Ground | Gas (Historical Use) | 10000 | Bare Steel | 1961-01-01 | Bare Steel | Suction (American)
9033397 | 85D |  |  | yes |  | yes | Removed from Ground | Used Oil | 275 | Bare Steel | 1961-01-01 | Not Marked
9033397 | 85E |  | 1991-09-24 |  | 1991-09-24 |  | Removed from Ground | Gas (Historical Use) | 10000 | Double Walled | 1991-09-10 | Double Walled | Pressurized
9033397 | 85F |  | 1991-09-24 |  | 1991-09-24 |  | Removed from Ground | Gas (Historical Use) | 6000 | Double Walled | 1991-09-10 | Double Walled | Pressurized
9033397 | 85G |  | 1991-09-24 |  | 1991-09-24 |  | Removed from Ground | Gas (Historical Use) | 6000 | Double Walled | 1991-09-10 | Double Walled | Pressurized
9033398 | 74-A | [5 empty] | Removed from Ground | Diesel | 2000 | Bare Steel | 1961-01-01 | Bare Steel | Suction (American)
9033398 | 74B |  | 1991-06-13 |  | 1991-06-13 |  | Removed from Ground | Diesel | 2500 | Double Walled | 1991-06-05 | Double Walled | Suction (American)
9033417 | 44 | [5 empty] | Removed from Ground | Diesel | 10000 | Not Marked/Unknown | 1991-06-01 | Not Marked
9033417 | 45 | [5 empty] | Removed from Ground | Diesel | 10000 | Not Marked/Unknown | 1991-06-01 | Not Marked
9033417 | 162 | [5 empty] | Removed from Ground | Other | 1000 | Not Marked/Unknown | 1992-08-01 | Not Marked
9033417 | 163 | [5 empty] | Removed from Ground | Other | 1000 | Not Marked/Unknown | 1992-08-01 | Not Marked
9033417 | 164 | [5 empty] | Removed from Ground | Other | 1000 | Not Marked/Unknown | 1992-08-01 | Not Marked
9033418 | 8 | [5 empty] | Removed from Ground | Diesel | 3000 | Bare Steel | 1961-05-13 | Bare Steel | Safe Suction (Euro)
9033418 | 9 | [5 empty] | Removed from Ground | Diesel | 8000 | Bare Steel | 1968-05-11 | Bare Steel | Safe Suction (Euro)
9033422 | 30 |  | 1996-03-01 |  | 1996-03-01 |  | Currently in Use | Diesel | 9500 | Fiberglass | 1976-05-09 | Fiberglass Reinforced Plastic | Safe Suction (Euro)
9033422 | 31 |  | 1996-03-01 |  | 1996-03-01 |  | Currently in Use | Diesel | 9500 | Fiberglass | 1976-05-09 | Fiberglass Reinforced Plastic | Safe Suction (Euro)
9033422 | 32 |  | 1996-03-01 |  | 1996-03-01 |  | Currently in Use | Diesel | 9500 | Fiberglass | 1976-05-09 | Fiberglass Reinforced Plastic | Safe Suction (Euro)
9033422 | 33 |  | 1996-03-01 |  | 1996-03-01 |  | Currently in Use | Diesel | 9500 | Fiberglass | 1976-05-09 | Fiberglass Reinforced Plastic | Safe Suction (Euro)
9033557 | 1 | [5 empty] | Removed from Ground | Diesel | 550 | Bare Steel | 1998-05-27 | Bare Steel
9033557 | 2 | Flapper Valve | 1998-06-17 |  | 1998-06-17 |  | Currently in Use | Diesel | 1000 | Fiberglass Double Walled | 1998-06-30 | Copper | Safe Suction (Euro)
9033558 | 1 | Flapper Valve | 1998-05-20 |  | 1998-05-20 |  | Currently in Use | Diesel | 1000 | Fiberglass Double Walled | 1998-05-20 | Copper | Safe Suction (Euro)
9044188 | 1 | [5 empty] | Closed in Ground | Other | 2000 | Fiberglass | 1978-01-01 | Unknown | Suction (American)
9044188 | 2 |  |  | yes |  | yes | Closed in Ground | Used Oil | 4000 | Fiberglass | 1978-01-01 | Unknown | Gravity Fed
9044188 | 3 | [5 empty] | Closed in Ground | Diesel | 3000 | Bare Steel | 1978-01-01 | Copper | Gravity Fed
9044213 | 1 |  |  | yes |  | yes | Closed in Ground | Empty | 6000 | Fiberglass | 1978-01-04 | Galvanized Steel | Gravity Fed
9044213 | 2 | Overfill Alarm | 1999-03-10 |  | 1999-03-10 |  | Currently in Use | Diesel | 8000 | Fiberglass | 1978-01-01 | Double-Walled Fiberglass | Pressurized
9044213 | 3 | Overfill Alarm | 1999-03-10 |  | 1999-03-10 |  | Currently in Use | Gas (Historical Use) | 6000 | Fiberglass | 1978-01-01 | Double-Walled Fiberglass | Pressurized
9044306 | 1 | Flapper Valve | 1995-01-01 |  | 1995-01-01 |  | Currently in Use | Diesel | 1000 | Fiberglass | 1984-01-01 | Fiberglass Reinforced Plastic | Safe Suction (Euro)
9044307 | 1 | Flapper Valve | 1995-01-01 |  | 1995-01-01 |  | Currently in Use | Diesel | 1000 | Galvanic (STIP-3) | 1984-01-01 | Double-Walled Flex | Safe Suction (Euro)
9044307 | 1 | Flapper Valve | 1995-01-01 |  | 1995-01-01 |  | Currently in Use | Diesel | 1000 | Galvanic (STIP-3) | 1984-01-01 | Fiberglass Reinforced Plastic | Safe Suction (Euro)
9046026 | 1 | [5 empty] | Removed from Ground | Diesel | 10000 | Bare Steel | 1987-06-01 | Galvanized Steel | Suction (American)
9046026 | 2 | [5 empty] | Removed from Ground | Diesel | 3000 | Bare Steel | 1987-06-01 | Galvanized Steel | Suction (American)
9046026 | 3 | [5 empty] | Removed from Ground | Gas (Historical Use) | 3000 | Bare Steel | 1987-06-01 | Galvanized Steel | Suction (American)
9046026 | 4 |  | 1999-05-01 |  | 1999-05-01 |  | Currently in Use | Diesel | 10000 | Composite | 1999-04-01 | Fiberglass Reinforced Plastic | Safe Suction (Euro)
9046027 | 1 | [5 empty] | Removed from Ground | Other | 10000 | Bare Steel | 1984-06-01 | Galvanized Steel | Suction (American)
9046027 | 2 | [5 empty] | Removed from Ground | Other | 3000 | Bare Steel | 1984-06-01 | Galvanized Steel | Suction (American)
9046027 | 3 |  | 1999-04-01 |  | 1999-04-01 |  | Currently in Use | Diesel | 10000 | Composite | 1999-04-01 | Fiberglass Reinforced Plastic | Safe Suction (Euro)
9047008 | 10100-1 | [5 empty] | Removed from Ground | Diesel | 550 | Bare Steel | 1984-05-08 | Galvanized Steel
9047009 | 1311-1 |  |  | yes |  | yes | Removed from Ground | Used Oil | 3000 | Bare Steel | 1969-05-12 | Galvanized Steel
9047009 | 1311-2 |  |  | yes |  | yes | Removed from Ground | Used Oil | 3000 | Bare Steel | 1969-05-12 | Galvanized Steel
9047011 | 1360-1 | [5 empty] | Removed from Ground | Diesel | 20000 | Bare Steel | 1968-05-12 | Bare Steel
9047012 | 1462-1 | [5 empty] | Removed from Ground | Diesel | 500 | Bare Steel | 1953-05-16 | Bare Steel
9047013 | 2200-711A | [5 empty] | Removed from Ground | Diesel | 5000 | Bare Steel | 1961-05-14 | Galvanized Steel
9047013 | 2200-711B | [5 empty] | Removed from Ground | Gas (Historical Use) | 5000 | Bare Steel | 1961-05-14 | Galvanized Steel
9047015 | 2218-1 |  |  | yes |  | yes | Removed from Ground | Used Oil | 3000 | Bare Steel | 1961-05-14 | Galvanized Steel
9047015 | 2218-2 |  |  | yes |  | yes | Removed from Ground | Used Oil | 3000 | Bare Steel | 1961-05-14 | Galvanized Steel
9047017 | 3500-1 | [5 empty] | Removed from Ground | Diesel | 1000 | Marked Unknown | 1991-09-09 | Unknown
9047018 | 4500-1 | [5 empty] | Removed from Ground | Diesel | 500 | Bare Steel | 1953-05-16 | Bare Steel
9047020 | 5400-1 | [5 empty] | Removed from Ground | Diesel | 5000 | Bare Steel | 1955-05-16 | Bare Steel
9047020 | 5400-2 | [5 empty] | Removed from Ground | Kerosene | 5000 | Bare Steel | 1955-05-16 | Bare Steel
9047020 | 5400-3 | [5 empty] | Removed from Ground | Kerosene | 5000 | Bare Steel | 1955-05-16 | Bare Steel
9047020 | 5400-4 | [5 empty] | Removed from Ground | Kerosene | 5000 | Bare Steel | 1955-05-16 | Bare Steel
9047020 | 5400-5 | [5 empty] | Removed from Ground | Kerosene | 5000 | Bare Steel | 1955-05-16 | Bare Steel
9047024 | 7530-1 | [5 empty] | Removed from Ground | Gas (Historical Use) | 10000 | Bare Steel | 1961-05-14 | Unknown
9047024 | 7530-2 | [5 empty] | Removed from Ground | Gas (Historical Use) | 10000 | Bare Steel | 1961-05-14 | Unknown
9047024 | 7530-3 | [5 empty] | Removed from Ground | Gas (Historical Use) | 10000 | Bare Steel | 1961-05-14 | Unknown
9047024 | 7530-4 |  |  | yes |  | yes | Removed from Ground | Used Oil | 500 | Bare Steel | 1961-05-14 | Unknown
9047055 | 1 | [5 empty] | Removed from Ground | Other | 15000 | Bare Steel | 1992-03-01 | Bare Steel
9047056 | 1 | [5 empty] | Removed from Ground | Other | 25000 | Bare Steel | 1992-03-13 | Bare Steel
9047107 | 1 | [5 empty] | Removed from Ground | Other | 10000 | Not Marked/Unknown | 1956-01-01 | Not Marked
9047108 | HS-2 | [5 empty] | Removed from Ground | Other | 7200 | Concrete | 1994-07-28 | Bare Steel | Gravity Fed
9047109 | HS-1 | [5 empty] | Removed from Ground | Other | 5400 | Concrete | 1994-07-28 | Bare Steel | Gravity Fed
9047110 | CS-1 | [5 empty] | Removed from Ground | Other | 5400 | Concrete | 1994-07-28 | Bare Steel | Gravity Fed
9047111 | CS-2 | [5 empty] | Removed from Ground | Other | 5400 | Concrete | 1994-07-28 | Bare Steel | Gravity Fed
9047112 | CS-3 | [5 empty] | Removed from Ground | Other | 7200 | Concrete | 1994-07-28 | Bare Steel | Gravity Fed
9047113 | ET1 | [5 empty] | Removed from Ground | Other | 50000 | Bare Steel | 1993-10-22 | Unknown
9047113 | ET2 | [5 empty] | Removed from Ground | Other | 50000 | Bare Steel | 1993-10-22 | Unknown
9047113 | ET3 | [5 empty] | Removed from Ground | Other | 50000 | Bare Steel | 1993-10-22 | Unknown
9047113 | ET4 | [5 empty] | Removed from Ground | Other | 50000 | Bare Steel | 1993-10-22 | Unknown
9047113 | ET5 | [5 empty] | Removed from Ground | Other | 1600 | Bare Steel | 1993-10-22 | Unknown
9047114 | HT-4 | [5 empty] | Removed from Ground | Other | 560 | Bare Steel | 1993-10-22 | Not Marked
9047115 | CT-4 | [5 empty] | Removed from Ground | Other | 1500 | Bare Steel | 1993-10-22 | Not Marked
9047116 | CT-5 | [5 empty] | Removed from Ground | Other | 1500 | Bare Steel | 1993-10-22 | Not Marked
9047119 | HT-5 | [5 empty] | Removed from Ground | Other | 1000 | Bare Steel | 1993-10-22 | Not Marked
9047120 | HT-6 | [5 empty] | Removed from Ground | Other | 560 | Bare Steel | 1993-10-22 | Not Marked
9047121 | 1 | [5 empty] | Removed from Ground | Other | 0 | Not Marked/Unknown |  | Unknown
9047122 | 1 | [5 empty] | Removed from Ground | Other | 0 | Not Marked/Unknown |  | Unknown
9047123 | FT-1 | [5 empty] | Removed from Ground | Other | 50000 | Bare Steel | 1993-10-22 | Not Marked
9047123 | FT-2 | [5 empty] | Removed from Ground | Other | 50000 | Bare Steel | 1993-10-22 | Not Marked
9047123 | FT-3 | [5 empty] | Removed from Ground | Other | 50000 | Bare Steel | 1993-10-22 | Not Marked
9047123 | FT-4 | [5 empty] | Removed from Ground | Other | 50000 | Bare Steel | 1993-10-22 | Not Marked
9047123 | FT-5 | [5 empty] | Removed from Ground | Other | 50000 | Bare Steel | 1993-10-22 | Not Marked
9047123 | FT-6 | [5 empty] | Removed from Ground | Other | 50000 | Bare Steel | 1993-10-22 | Not Marked
9047123 | FT-7 | [5 empty] | Removed from Ground | Other | 1600 | Bare Steel | 1993-10-22 | Not Marked
9047126 | HT-11 | [5 empty] | Removed from Ground | Other | 1000 | Bare Steel | 1993-10-22 | Bare Steel | Safe Suction (Euro)
9047128 | HT-9 | [5 empty] | Removed from Ground | Other | 1000 | Bare Steel | 1993-10-22 | Bare Steel | Safe Suction (Euro)
9047129 | ET-6 | [5 empty] | Removed from Ground | Other | 560 | Bare Steel | 1993-10-22 | Bare Steel | Safe Suction (Euro)
9047130 | HT-3 | [5 empty] | Removed from Ground | Other | 1500 | Bare Steel | 1993-10-22 | Bare Steel | Safe Suction (Euro)
9047131 | HT-2 | [5 empty] | Removed from Ground | Other | 1000 | Bare Steel | 1993-10-22 | Bare Steel | Safe Suction (Euro)
9047132 | JT-1 | [5 empty] | Removed from Ground | Other | 25000 | Bare Steel | 1993-10-22 | Bare Steel | Safe Suction (Euro)
9047134 | HT-1 | [5 empty] | Removed from Ground | Other | 1500 | Bare Steel | 1993-10-22 | Not Marked
9047135 | HT-7 | [5 empty] | Removed from Ground | Other | 1000 | Bare Steel | 1993-10-22 | Bare Steel | Safe Suction (Euro)
9047136 | HT-10 | [5 empty] | Removed from Ground | Other | 560 | Bare Steel | 1993-10-22 | Not Marked
9047139 | HT-8 | [5 empty] | Removed from Ground | Other | 560 | Bare Steel | 1993-10-22 | Not Marked
9047140 | HT-12 | [5 empty] | Removed from Ground | Other | 560 | Bare Steel | 1993-10-22 | Not Marked
9047141 | CT-2 | [5 empty] | Removed from Ground | Other | 6000 | Bare Steel | 1993-10-22 | Not Marked
9047143 | 1 | [5 empty] | Removed from Ground | Other | 0 | Not Marked/Unknown |  | Not Marked
9047144 | 1 | [5 empty] | Removed from Ground | Other | 0 | Not Marked/Unknown |  | Not Marked
9047145 | BT-1 | [5 empty] | Removed from Ground | Other | 25000 | Bare Steel | 1993-10-22 | Not Marked
9047145 | BT-10 | [5 empty] | Removed from Ground | Other | 1000 | Bare Steel | 1993-10-22 | Not Marked
9047145 | BT-11 | [5 empty] | Removed from Ground | Other | 1000 | Bare Steel | 1993-10-22 | Not Marked
9047145 | BT-12 | [5 empty] | Removed from Ground | Other | 12000 | Bare Steel | 1993-10-22 | Not Marked
9047145 | BT-13 | [5 empty] | Removed from Ground | Other | 12000 | Bare Steel | 1993-10-22 | Not Marked
9047145 | BT-14 | [5 empty] | Removed from Ground | Other | 12000 | Bare Steel | 1993-10-22 | Not Marked
9047145 | BT-15 | [5 empty] | Removed from Ground | Other | 12000 | Bare Steel | 1993-10-22 | Not Marked
9047145 | BT-16 | [5 empty] | Removed from Ground | Other | 1015 | Bare Steel | 1993-10-22 | Bare Steel | Safe Suction (Euro)
9047145 | BT-17 | [5 empty] | Removed from Ground | Other | 1000 | Bare Steel | 1993-10-22 | Bare Steel | Safe Suction (Euro)
9047145 | BT-18 | [5 empty] | Removed from Ground | Other | 1000 | Bare Steel | 1993-10-22 | Not Marked
9047145 | BT-19 | [5 empty] | Removed from Ground | Other | 1000 | Bare Steel | 1994-07-28 | Bare Steel | Safe Suction (Euro)
9047145 | BT-2 | [5 empty] | Removed from Ground | Other | 25000 | Bare Steel | 1993-10-22 | Not Marked
9047145 | BT-3 | [5 empty] | Removed from Ground | Other | 25000 | Bare Steel | 1993-10-22 | Not Marked
9047145 | BT-4 | [5 empty] | Removed from Ground | Other | 25000 | Bare Steel | 1993-10-22 | Not Marked
9047145 | BT-5 | [5 empty] | Removed from Ground | Other | 25000 | Bare Steel | 1993-10-22 | Not Marked
9047145 | BT-6 | [5 empty] | Removed from Ground | Other | 25000 | Bare Steel | 1993-10-22 | Not Marked
9047145 | BT-7 | [5 empty] | Removed from Ground | Other | 25000 | Bare Steel | 1993-10-22 | Not Marked
9047145 | BT-8 | [5 empty] | Removed from Ground | Other | 25000 | Bare Steel | 1993-10-22 | Not Marked
9047145 | BT-9 | [5 empty] | Removed from Ground | Other | 1000 | Bare Steel | 1993-10-22 | Bare Steel | Safe Suction (Euro)
9047146 | IT-1 | [5 empty] | Removed from Ground | Other | 25000 | Bare Steel | 1993-10-22 | Not Marked
9047146 | IT-10 | [5 empty] | Removed from Ground | Other | 25000 | Bare Steel | 1993-10-22 | Not Marked
9047146 | IT-11 | [5 empty] | Removed from Ground | Other | 25000 | Bare Steel | 1993-10-22 | Not Marked
9047146 | IT-12 | [5 empty] | Removed from Ground | Other | 25000 | Bare Steel | 1993-10-22 | Not Marked
9047146 | IT-13 | [5 empty] | Removed from Ground | Other | 25000 | Bare Steel | 1993-10-22 | Not Marked
9047146 | IT-14 | [5 empty] | Removed from Ground | Other | 25000 | Bare Steel | 1993-10-22 | Not Marked
9047146 | IT-15 | [5 empty] | Removed from Ground | Other | 25000 | Bare Steel | 1993-10-22 | Not Marked
9047146 | IT-16 | [5 empty] | Removed from Ground | Other | 25000 | Bare Steel | 1993-10-22 | Not Marked
9047146 | IT-2 | [5 empty] | Removed from Ground | Other | 25000 | Bare Steel | 1993-10-22 | Not Marked
9047146 | IT-3 | [5 empty] | Removed from Ground | Other | 25000 | Bare Steel | 1993-10-22 | Not Marked
9047146 | IT-4 | [5 empty] | Removed from Ground | Other | 25000 | Bare Steel | 1993-10-22 | Not Marked
9047146 | IT-5 | [5 empty] | Removed from Ground | Other | 25000 | Bare Steel | 1993-10-22 | Not Marked
9047146 | IT-6 | [5 empty] | Removed from Ground | Other | 25000 | Bare Steel | 1993-10-22 | Not Marked
9047146 | IT-7 | [5 empty] | Removed from Ground | Other | 25000 | Bare Steel | 1993-10-22 | Not Marked
9047146 | IT-8 | [5 empty] | Removed from Ground | Other | 25000 | Bare Steel | 1993-10-22 | Not Marked
9047146 | IT-9 | [5 empty] | Removed from Ground | Other | 25000 | Bare Steel | 1993-10-22 | Not Marked
9047215 | 2 | Overfill Alarm | 1998-12-20 |  | 1998-12-20 |  | Currently in Use | Diesel | 10000 | Fiberglass Double Walled | 1998-12-01 | Double-Walled Fiberglass | Pressurized
9050016 | 1 | [5 empty] | Removed from Ground | Diesel | 5000 | Marked Unknown | 1997-03-21 | Unknown
9050016 | 2 |  | 1997-01-29 |  | 1997-01-29 |  | Currently in Use | Diesel | 2500 | Fiberglass Double Walled | 1997-01-29 | Fiberglass Reinforced Plastic | Suction (American)
9050017 | 1 |  |  |  | 1997-01-23 |  | Removed from Ground | Diesel | 1000 | Fiberglass Double Walled | 1997-01-23 | Double-Walled Fiberglass | Safe Suction (Euro)
9050017 | 2 |  | 2006-03-01 | no | 2006-03-01 | no | Temporarily out of use | Diesel | 2500 | Fiberglass Double Walled | 2006-03-01 | Fiberglass Reinforced Plastic | Safe Suction (Euro)
9050018 | 1 | [5 empty] | Removed from Ground | Diesel | 1000 | Bare Steel | 1962-01-01 | Copper | Safe Suction (Euro)
9050018 | 2 | [5 empty] | Removed from Ground | Diesel | 550 | Bare Steel | 1987-01-01 | Copper | Safe Suction (Euro)
9050018 | 3 |  | 1997-01-23 |  | 1997-01-23 |  | Temporarily out of use | Diesel | 2500 | Fiberglass Double Walled | 1997-01-23 | Fiberglass Reinforced Plastic | Safe Suction (Euro)
9050019 | 1 |  |  | yes |  | yes | Removed from Ground | Used Oil | 1000 | Bare Steel | 1965-01-28 | Galvanized Steel
9050020 | 1 | [5 empty] | Removed from Ground | Diesel | 15000 | Bare Steel | 1973-01-01 | Copper
9050020 | 2 | [5 empty] | Removed from Ground | Diesel | 10000 | Not Marked/Unknown | 1997-11-30 | Not Marked
9050022 | 1 | [5 empty] | Removed from Ground | Diesel | 500 | Bare Steel | 1973-01-01 | Copper | Safe Suction (Euro)
9050022 | 2 |  | 1997-01-23 |  | 1997-01-23 |  | Temporarily out of use | Diesel | 600 | Fiberglass Double Walled | 1997-01-23 | Fiberglass Reinforced Plastic | Safe Suction (Euro)
9050023 | 1 | [5 empty] | Removed from Ground | Diesel | 500 | Bare Steel | 1973-01-01 | Copper | Safe Suction (Euro)
9050023 | 2 |  | 1997-01-23 |  | 1997-01-23 |  | Currently in Use | Diesel | 2500 | Fiberglass Double Walled | 1997-01-23 | Double-Walled Fiberglass | Safe Suction (Euro)
9050024 | 1 | [5 empty] | Removed from Ground | Diesel | 500 | Double Walled | 1989-01-01 | Copper | Safe Suction (Euro)
9050024 | 2 |  | 1997-01-23 |  | 1997-01-23 |  | Currently in Use | Diesel | 600 | Fiberglass Double Walled | 1997-01-23 | Fiberglass Reinforced Plastic | Safe Suction (Euro)
9050025 | 1 | [5 empty] | Closed in Ground | Diesel | 550 | Bare Steel | 1975-01-01 | Copper
9050027 | 1 | [5 empty] | Removed from Ground | Gas (Historical Use) | 500 | Marked Unknown | 1996-12-10 | Unknown
9050028 | 1 | [5 empty] | Removed from Ground | Gas (Historical Use) | 500 | Marked Unknown | 1996-12-06 | Unknown
9050029 | 1 | [5 empty] | Removed from Ground | Diesel | 500 | Bare Steel | 1996-12-23 | Bare Steel
9050029 | 2 |  | 1997-01-23 |  | 1997-01-23 |  | Temporarily out of use | Diesel | 600 | Fiberglass Double Walled | 1997-01-23 | Fiberglass Reinforced Plastic | Suction (American)
9057128 | 1 | [5 empty] | Currently in Use | Diesel | 500 | Not Marked/Unknown |  | Not Marked
9060005 | 143-MD1 | [5 empty] | Removed from Ground | Diesel | 10000 | Bare Steel | 1961-07-26 | Bare Steel | Suction (American)
9060005 | 143-MG1 | [5 empty] | Removed from Ground | Gas (Historical Use) | 10000 | Bare Steel | 1961-07-26 | Unknown | Pressurized
9060005 | 143-MG2 | [5 empty] | Removed from Ground | Gas (Historical Use) | 10000 | Bare Steel | 1961-07-26 | Unknown | Pressurized
9060005 | 143-MG3 | [5 empty] | Removed from Ground | Gas (Historical Use) | 10000 | Bare Steel | 1961-07-26 | Unknown | Pressurized
9060005 | 143-WO1 |  |  | yes |  | yes | Removed from Ground | Used Oil | 500 | Bare Steel | 1961-07-26 | Bare Steel | Pressurized
9060101 | 1 | [5 empty] | Removed from Ground | Diesel | 5000 | Bare Steel | 1977-01-01 | Bare Steel
9060101 | 2 | [5 empty] | Removed from Ground | Diesel | 1000 | Bare Steel | 1985-01-01 | Bare Steel
9060101 | 3 | [5 empty] | Removed from Ground | Diesel | 6000 | Bare Steel | 1986-01-01 | Bare Steel
9060101 | 4A |  | 1998-10-12 |  | 1998-10-12 |  | Removed from Ground | Gas (Historical Use) | 3000 | Cathodically Protected Steel | 1986-01-01 | Cathodically Protected | Suction (American)
9060101 | 4B |  | 1998-10-12 |  | 1998-10-12 |  | Removed from Ground | Diesel | 3000 | Cathodically Protected Steel | 1986-01-01 | Cathodically Protected | Suction (American)
9060105 | 160-FO1 | [5 empty] | Removed from Ground | Diesel | 290 | Bare Steel | 1979-07-22 | Unknown
9060106 | 164-MG1 | [5 empty] | Removed from Ground | Gas (Historical Use) | 300 | Bare Steel | 1951-07-29 | Bare Steel | Suction (American)
9060108 | 205-MG1 | [5 empty] | Removed from Ground | Gas (Historical Use) | 500 | Marked Unknown | 1956-07-27 | Bare Steel
9060109 | 207-DF1 | [5 empty] | Removed from Ground | Diesel | 500 | Marked Unknown | 1966-07-25 | Unknown
9060110 | 208-FO1 | [5 empty] | Removed from Ground | Diesel | 300 | Bare Steel | 1979-07-22 | Unknown
9060111 | 214-DF1 | [5 empty] | Removed from Ground | Diesel | 500 | Bare Steel | 1974-07-23 | Unknown
9060111 | 214-DF2 | [5 empty] | Removed from Ground | Diesel | 300 | Bare Steel | 1976-07-22 | Unknown
9060112 | 302-SOL1 | [5 empty] | Removed from Ground | Other | 500 | Bare Steel | 1951-07-29 | Unknown
9060112 | 302-SOV2 |  |  | no |  | no | Removed from Ground | Other | 300 | Bare Steel | 1951-01-01
9060113 | 326-DF1 | [5 empty] | Removed from Ground | Diesel | 300 | Marked Unknown | 1946-07-30 | Unknown
9060114 | 350-DF1 | [5 empty] | Removed from Ground | Diesel | 10000 | Bare Steel | 1956-07-27 | Bare Steel
9060114 | 350-DF2 |  | 1998-10-01 |  | 1998-10-01 |  | Removed from Ground | Diesel | 10000 | Fiberglass Double Walled | 1992-02-21 | Double-Walled Fiberglass | Pressurized
9060114 | 350-MG1 | [5 empty] | Removed from Ground | Gas (Historical Use) | 10000 | Bare Steel | 1960-04-23 | Bare Steel
9060114 | 350-MG2 | [5 empty] | Removed from Ground | Gas (Historical Use) | 12000 | Bare Steel | 1960-04-23 | Bare Steel
9060114 | 350-MG3 |  | 1998-10-01 |  | 1998-10-01 |  | Removed from Ground | Gas (Historical Use) | 10000 | Fiberglass Double Walled | 1992-02-21 | Double-Walled Fiberglass | Pressurized
9060115 | 370-WO1 |  |  | yes |  | yes | Removed from Ground | Used Oil | 500 | Bare Steel | 1987-04-17 | Unknown
9060117 | 651-MG1 |  | 1992-01-01 |  | 1992-01-01 |  | Removed from Ground | Gas (Historical Use) | 1000 | Double Walled | 1989-04-16 | Bare Steel | Safe Suction (Euro)
9060123 | 1 | [5 empty] | Removed from Ground | Diesel | 5000 | Bare Steel | 1991-11-08 | Bare Steel | Suction (American)
9060189 | 674 |  | 1991-11-01 |  | 1991-11-01 |  | Currently in Use | Diesel | 20000 | Fiberglass Double Walled | 1991-11-19 | Double-Walled Fiberglass | Pressurized
9060189 | 675 |  | 1991-11-01 |  | 1991-11-01 |  | Currently in Use | Diesel | 20000 | Fiberglass Double Walled | 1991-11-19 | Double-Walled Fiberglass | Pressurized
9060189 | 676 |  | 1991-11-01 |  | 1991-11-01 |  | Currently in Use | Diesel | 20000 | Fiberglass Double Walled | 1991-11-19 | Double Walled | Pressurized
9060189 | 677 |  | 1991-11-01 |  | 1991-11-01 |  | Currently in Use | Diesel | 20000 | Fiberglass Double Walled | 1991-11-19 | Double-Walled Fiberglass | Pressurized
9060261 | DUMMY | [5 empty] | Removed from Ground | Other | 1 | Marked Unknown |  | Unknown
9060289 | 454-MG1 | [5 empty] | Removed from Ground | Gas (Historical Use) | 500 | Marked Unknown | 1970-04-21 | Unknown
9060298 | A | [5 empty] | Removed from Ground | Gas (Historical Use) | 4000 | Bare Steel | 1957-01-01 | Galvanized Steel | Pressurized
9060298 | B | [5 empty] | Removed from Ground | Gas (Historical Use) | 4000 | Bare Steel | 1957-01-01 | Galvanized Steel | Pressurized
9060298 | C | [5 empty] | Removed from Ground | Gas (Historical Use) | 4000 | Bare Steel | 1957-01-01 | Galvanized Steel | Pressurized
9060298 | D |  |  | yes |  | yes | Removed from Ground | Used Oil | 550 | Bare Steel | 1957-01-01 | Galvanized Steel
9060627 | 368-DF1 | Ball Float | 1995-11-22 |  | 1995-11-22 |  | Removed from Ground | Gas (Historical Use) | 12000 | Fiberglass Double Walled | 1995-11-22 | Double-Walled Fiberglass | Pressurized
9060627 | 368-MG1 | Ball Float | 1995-11-22 |  | 1995-11-22 |  | Removed from Ground | Gas (Historical Use) | 12000 | Fiberglass Double Walled | 1995-11-22 | Double-Walled Fiberglass | Pressurized
9060627 | 368-MG2 | Ball Float | 1995-11-22 |  | 1995-11-22 |  | Removed from Ground | Gas (Historical Use) | 12000 | Fiberglass Double Walled | 1995-11-22 | Double-Walled Fiberglass | Pressurized
9060680 | 1 |  | 1992-06-10 |  | 1998-06-10 |  | Removed from Ground | Diesel | 15000 | Double Walled | 1992-06-10 | Fiberglass Reinforced Plastic | Pressurized
9060680 | 2A | [5 empty] | Removed from Ground | Gas (Historical Use) | 6000 | Not Marked/Unknown |  | Not Marked
9060680 | 2B | [5 empty] | Removed from Ground | Diesel | 6000 | Not Marked/Unknown |  | Not Marked
9060681 | 1A | [5 empty] | Removed from Ground | Gas (Historical Use) | 8000 | Fiberglass Double Walled | 1991-10-08 | Double-Walled Fiberglass | Pressurized
9060681 | 1B | [5 empty] | Removed from Ground | Diesel | 4000 | Fiberglass Double Walled | 1991-10-08 | Double-Walled Fiberglass | Pressurized
9060681 | 2A |  | 2000-09-01 |  | 2000-09-01 |  | Currently in Use | Gas (Historical Use) | 12000 | Fiberglass Double Walled | 2000-06-21 | Double-Walled Fiberglass | Pressurized
9060681 | 2B |  | 2000-09-01 |  | 2000-09-01 |  | Currently in Use | Diesel | 8000 | Fiberglass Double Walled | 2000-06-21 | Double-Walled Fiberglass | Pressurized
9060681 | 3 | [5 empty] | Currently in Use | Diesel | 20000 | Fiberglass Double Walled | 2002-01-01 | Double-Walled Fiberglass | Pressurized
9060682 | 1 |  | 1992-01-17 |  | 1992-01-17 |  | Currently in Use | Diesel | 20000 | Fiberglass Double Walled | 1992-01-17 | Fiberglass Reinforced Plastic | Suction (American)
9060682 | 2 |  | 1992-01-17 |  | 1992-01-17 |  | Currently in Use | Diesel | 20000 | Fiberglass Double Walled | 1995-02-23 | Fiberglass Reinforced Plastic | Suction (American)
9060682 | 3A |  | 1998-02-23 |  | 1998-02-23 |  | Removed from Ground | Gas (Historical Use) | 3000 | Cathodically Protected Steel | 1998-02-23 | Fiberglass Reinforced Plastic | Pressurized
9060682 | 3B |  | 1998-02-23 |  | 1998-02-23 |  | Removed from Ground | Diesel | 3000 | Cathodically Protected Steel | 1998-02-23 | Fiberglass Reinforced Plastic | Pressurized
9260001 | 2390-1 |  | 1992-01-01 | yes | 1992-01-01 | yes | Removed from Ground | Used Oil | 10000 |  | 1992-01-01 | Fiberglass Reinforced Plastic
File Compiled at 3/30/2018 7:17:58 PM